## 2023 EEE
FISCAL_YEAR | DISTRICT_NMBR | DISTRICT_NAME | CONTRACTOR_NAME | CONTRACT LENGTH YEARS | DEBT PAYMENT YEARS | SPENDING YEARS | REMAINING USEFUL LIFE YEARS | ANALYSIS_ID | MEASURE OR PRODUCT | PROJECT_COST | COST_SAVINGS | UTILITY COST SAVINGS | NON UTILITY COST SAVINGS | ONE TIME SAVINGS
2023 | 0014 | Adams-Friendship Area | H & H Energy Services Inc. | 10 | 10 | 975196 | 50 | 1 | HVAC Mechanical Work | 448109 | 10.78 | 31917 | 9653
2023 | 0014 | Adams-Friendship Area | H & H Energy Services Inc. | 10 | 10 | 975196 | 50 | 2 | Outdoor LED Lighting | 48706 | 2.76 | 13142 | 4550
2023 | 0014 | Adams-Friendship Area | H & H Energy Services Inc. | 10 | 10 | 975196 | 50 | 3 | BAS DDC Controls & Balancing | 478381 | 15.09 | 17522 | 14183
2023 | 0091 | Alma Center | CESA 10/Lockehead Martin | 1 |  | 296341 | 65 | 2 | CESA Fee (based off of $280,000 project cost) | 51096 | 0 | 0 | 0 | 0
2023 | 0091 | Alma Center | CESA 10/Lockehead Martin | 1 |  | 296341 | 65 | 1 | Add insulation to roof | 245184 | 49.7 | 0 | 5000 | 0
2023 | 0105 | Almond-Bancroft | CESA 10 | 3 | 10 | 500000 | 50 | 12 | Store Front and Windows Upgrade | 30475 | 52.3 | 333 | 250
2023 | 0105 | Almond-Bancroft | CESA 10 | 3 | 10 | 500000 | 50 | 2 | Upgrade Boilers | 164931 | 45.1 | 2160 | 1500
2023 | 0105 | Almond-Bancroft | CESA 10 | 3 | 10 | 500000 | 50 | 1 | Retrocommissioning | 28809 | 16.6 | 1238 | 500
2023 | 0105 | Almond-Bancroft | CESA 10 | 3 | 10 | 500000 | 50 | 5 | Water Heater Replacement | 30048 | 33.5 | 398 | 500
2023 | 0105 | Almond-Bancroft | CESA 10 | 3 | 10 | 500000 | 50 | 6 | Dishwasher Booster Heater | 4879 | 7.9 | 419 | 200
2023 | 0105 | Almond-Bancroft | CESA 10 | 3 | 10 | 500000 | 50 | 7 | Exterior Lighting | 5154 | 33.3 | 55 | 100
2023 | 0105 | Almond-Bancroft | CESA 10 | 3 | 10 | 500000 | 50 | 8 | Exterior Door Replacement | 14937 | 55.9 | 67 | 200
2023 | 0105 | Almond-Bancroft | CESA 10 | 3 | 10 | 500000 | 50 | 9 | Locker room Shower Tower Replacement | 16912 | 80.5 | 10 | 200
2023 | 0105 | Almond-Bancroft | CESA 10 | 3 | 10 | 500000 | 50 | 10 | Upgrade DDC System | 27240 | 5.7 | 2801 | 2000
2023 | 0105 | Almond-Bancroft | CESA 10 | 3 | 10 | 500000 | 50 | 13 | Stage Lighting Upgrade | 4492 | 37.4 | 20 | 100
2023 | 0105 | Almond-Bancroft | CESA 10 | 3 | 10 | 500000 | 50 | 14 | EE Vestibule and Exterior Doors | 96932 | 181.2 | 35 | 500
2023 | 0105 | Almond-Bancroft | CESA 10 | 3 | 10 | 500000 | 50 | 15 | Elementary Window Upgrade | 5068 | 16.4 | 9 | 300
2023 | 0105 | Almond-Bancroft | CESA 10 | 3 | 10 | 500000 | 50 | 11
2023 | 0105 | Almond-Bancroft | CESA 10 | 3 | 10 | 500000 | 50 | 4 | Roofing Upgrade planned areas | 44231 | 38.3 | 154 | 1000
2023 | 0105 | Almond-Bancroft | CESA 10 | 3 | 10 | 500000 | 50 | 3 | Cafeteria Lighting Upgrade | 5269 | 23.3 | 26 | 200
2023 | 0119 | Amery | APEX | 1 |  | 203192 | 3.4 | 1 | Replace windows | 45007 | 81.8 | 99.14 | 0 | 36900
2023 | 0119 | Amery | McKinstry Essention, LLC | 2 |  | 340000 | 15 | 1 | retrofit LED interior lighting | 228500 | 14.2 | 244 | 16346 | 1000
2023 | 0119 | Amery | McKinstry Essention LLC | 1 |  | 340000 | 30 | 1 | Transportation vehicles | 196651 | 4 | 5015 | 50033
2023 | 0119 | Amery | McKinstry Essention LLC | 1 |  | 340000 | 30 | 4 | Storage building upgrades | 72451 | 3 | 25212 | 3623
2023 | 0119 | Amery | McKinstry Essention, LLC | 2 |  | 340000 | 15 | 1 | retrofit LED interior lighting | 228500 | 14.2 | 256 | 7154 | 1000
2023 | 0119 | Amery | McKinstry Essention, LLC | 2 |  | 340000 | 15 | 2 | bus | 100000 | 15 | 244 | 16346 | 0
2023 | 0119 | Amery | APEX | 1 |  | 203192 | 3.4 | 2 | Replace freezer/cooler (condensers) | 26145 | 16.1 | 288.99 | 0 | 21500
2023 | 0119 | Amery | McKinstry Essention, LLC | 2 |  | 340000 | 15 | 2 | transportation | 100000 | 15 | 256 | 7154 | 0
2023 | 0119 | Amery | McKinstry Essention LLC | 1 |  | 340000 | 30 | 3 | Exterior door replacements | 14944 | 19 | 59 | 747
2023 | 0119 | Amery | McKinstry Essention, LLC | 2 |  | 340000 | 15 | 3 | performance contractor fee | 11500 | 0 | 0 | 0 | 0
2023 | 0119 | Amery | APEX | 1 |  | 203192 | 3.4 | 4 | Replace vans with fuel efficient vehicles | 31600 | 1.4 | 1174.5 | 0 | 30000
2023 | 0119 | Amery | APEX | 1 |  | 203192 | 3.4 | 3 | Replace diesel bus with propane | 100440 | 1 | 3063.6 | 552 | 3440
2023 | 0119 | Amery | McKinstry Essention LLC | 1 |  | 340000 | 30 | 2 | Lighting improvements | 55954 | 16 | 711 | 2798 | 1118
2023 | 0119 | Amery | McKinstry Essention, LLC | 2 |  | 340000 | 15 | 3 | performance contractor fee | 11500 | 0 | 0 | 0 | 0
2023 | 0154 | Arcadia | Schneider Electric | 1 | 20 | 2115000 | 100 | 6 | Electrical Infrastructure & Capital Planning | 234238 | 52.1 | 0 | 4500
2023 | 0154 | Arcadia | Schneider Electric | 1 | 20 | 2115000 | 100 | 5 | Building Envelope Sealing | 76027 | 21.4 | 3552
2023 | 0154 | Arcadia | Schneider Electric | 1 | 20 | 2115000 | 100 | 4 | Plumbing Fixture Retrofits | 115999 | 20.6 | 2864 | 2753
2023 | 0154 | Arcadia | Schneider Electric | 1 | 20 | 2115000 | 100 | 2 | HS Mechanical Upgrades | 137539 | 80.3 | 1712
2023 | 0154 | Arcadia | Schneider Electric | 1 | 20 | 2115000 | 100 | 1 | Building Automation System Improvements | 749655 | 19.5 | 38487
2023 | 0154 | Arcadia | Schneider Electric | 1 | 20 | 2115000 | 100 | 3 | Lighting Fixture Retrofits | 798135 | 18.6 | 30596 | 12204
2023 | 0170 | Ashland | Lockheed Martin | 1 |  | 600000 | 55 | 2 | Lighting upgrade (as funds allow) | 0 | 0 | 0 | 0 | 0
2023 | 0170 | Ashland | Lockheed Martin | 1 |  | 600000 | 55 | 3 | PC Fee (Lockheed Martin 14%) | 65000 | 0 | 0 | 0 | 0
2023 | 0170 | Ashland | Lockheed Martin | 1 |  | 600000 | 55 | 1 | Steam to hot water heating conversion | 535000 | 40.6 | 3980 | 10800 | 0
2023 | 0203 | Auburndale | NEXUS SOLUTIONS | 13 |  | 665306 | 40 | 2 | ELEMENTARY SCHOOL - HVAC IMPROVEMTNS | 99259 | 9.8 | 10948 | 147726 | 0
2023 | 0203 | Auburndale | NEXUS SOLUTIONS | 13 |  | 665306 | 40 | 1 | ELEMENTARY SCHOOL- CONTROLS UPGRADE | 33562 | 5.5 | 8873 | 93170 | 0
2023 | 0203 | Auburndale | McKinstry | 1 |  | 400000 | 40 | 1 | HVAC/Controls Upgrades: | 460232 | 19.11 | 24084
2023 | 0203 | Auburndale | McKinstry | 1 |  | 400000 | 40 | 3 | Lighting Upgrades | 13001 | 14.13 | 920
2023 | 0203 | Auburndale | McKinstry Company | 1 |  | 679506 | 50 | 2 | Window Upgrades | 22112 | 16 | 0 | 1384 | 0
2023 | 0203 | Auburndale | McKinstry Company | 1 |  | 679506 | 50 | 3 | Lighting Upgrades | 38445 | 11.4 | 0 | 3380 | 0
2023 | 0203 | Auburndale | McKinstry | 1 |  | 400000 | 40 | 2 | Kitchen Equipment Upgrades | 60537 | 18.26 | 3315
2023 | 0203 | Auburndale | McKinstry Company | 1 |  | 679506 | 50 | 1 | HVAC/Controls Upgrades | 618949 | 18 | 0 | 34815 | 0
2023 | 0203 | Auburndale | NEXUS SOLUTIONS | 13 |  | 665306 | 40 | 3 | MIDDLE/HIGH SCHOOL - CONTROLS UPGRADES | 85894 | 10.9 | 9472 | 121706 | 375
2023 | 0203 | Auburndale | NEXUS | 15 |  | 400000 | 40 | 2 | LIGHTING UPGRADES - LED CLASSROOM LIGHTING WITH DIMMEING AND OCCUPANCY SENSORS | 34567 | 7.3 | 9263.7 | 24929.5 | 480
2023 | 0203 | Auburndale | NEXUS | 15 |  | 400000 | 40 | 1 | MECHANICAL UPGRADES - RTU SERVING 2ND FLOOR CLASSROOMS | 365433 | 16.5 | 10065 | 354886.8 | 375
2023 | 0203 | Auburndale | NEXUS SOLUTIONS | 13 |  | 665306 | 40 | 4 | MIDDLE/HIGH SCHOOL - HVAC IMPROVEMENTS/LIGHTING | 452591 | 16.4 | 16671 | 442496.55 | 0
2023 | 0217 | Augusta | H & H Energy Services | 20 | 20 | 7918343 | 95 | 7 | Cooler Upgrade to Elementary School | 65000 | 57 | 167 | 993 | 0
2023 | 0217 | Augusta | H & H Energy Services | 20 | 20 | 7918343 | 95 | 4 | Lighting Upgrades to Elmentary school & Exterior grounds | 331903 | 14 | 8785 | 15508 | 0
2023 | 0217 | Augusta | H & H Energy Services | 20 | 20 | 7918343 | 95 | 1 | HVAC Upgrades to Elementary, Middle, & High Schools | 1927158 | 26 | 12172 | 52106 | 0
2023 | 0217 | Augusta | H & H Energy Services | 20 | 20 | 7918343 | 95 | 2 | Roof Upgrades to Elementary, Middle, & High Schools | 1413477 | 63 | 842 | 17837 | 0
2023 | 0217 | Augusta | H & H Energy Services | 20 | 20 | 7918343 | 95 | 3 | Building Shell Upgrades to Elementary, Middle & High Schools | 67841 | 6 | 2050 | 7701 | 0
2023 | 0217 | Augusta | H & H Energy Services | 20 | 20 | 7918343 | 95 | 6 | IT upgrades to Elementary, Middle, & High Schools | 24975 | 25 | 106 | 898 | 0
2023 | 0217 | Augusta | H & H Energy Services | 20 | 20 | 7918343 | 95 | 8 | Project Contingency & Owner's Representative Costs | 365017 | 0 | 0 | 0 | 0
2023 | 0217 | Augusta | H & H Energy Services | 20 | 20 | 7918343 | 95 | 9 | Plumbing Upgrades to Elementary school | 561254 | 61 | 1111 | 7786 | 0
2023 | 0217 | Augusta | H & H Energy Services | 20 | 20 | 7918343 | 95 | 5 | Life Safety Upgrades to Elementary, Middle, & High Schools | 700000 | 94 | 55 | 7328 | 0
2023 | 0231 | Baldwin-Woodville Area | Nexus Solutions | 20 | 20 | 4990706 | 40 | 3 | Plumbing System Modifications | 289024 | 14 | 4489 | 10292 | 0
2023 | 0231 | Baldwin-Woodville Area | Nexus Solutions | 20 | 20 | 4990706 | 40 | 5 | Electrical Infrastructure Improvements | 641872 | 14 | 6356 | 25679 | 2773
2023 | 0231 | Baldwin-Woodville Area | Nexus Solutions | 20 | 20 | 4990706 | 40 | 1 | Building Control System Modifications | 1154759 | 14 | 6201 | 53200 | 3025
2023 | 0231 | Baldwin-Woodville Area | Nexus Solutions | 20 | 20 | 4990706 | 40 | 2 | HVAC Systems Enhancements | 2832522 | 18 | 4930 | 103354 | 5650
2023 | 0231 | Baldwin-Woodville Area | Nexus Solutions | 20 | 20 | 4990706 | 40 | 4 | Building Envelope Improvements | 2453234 | 16 | 6359 | 101339 | 5031
2023 | 0350 | Belleville | McKinstry Essention, LLC | 15 | 10 | 495852 | 30 | 1 | Building Envelope and Roofing | 471872 | 13.5 | 1180 | 29721 | 0
2023 | 0350 | Belleville | McKinstry Essention, LLC | 15 | 10 | 495852 | 30 | 2 | Exterior Lighting | 89753 | 7.4 | 4900 | 5586 | 1579
2023 | 0350 | Belleville | McKinstry Essention, LLC | 15 | 10 | 495852 | 30 | 4 | IT/Technology | 1991661 | 17 | 723 | 102825 | 0
2023 | 0350 | Belleville | McKinstry Essention, LLC | 15 | 10 | 495852 | 30 | 3 | Water Conversation | 55161 | 6 | 4651 | 3430 | 0
2023 | 0413 | Beloit | NEXUS | 1 |  | 5803736 | 40 | 1 | Hackett Elementary steam to hot water conversion with AC | 1842786 | 11.9 | 3533 | 151428 | 6250
2023 | 0413 | Beloit | NEXUS | 1 |  | 5803736 | 40 | 2 | Todd Elementary replacement of air handling unit with AC | 1774602 | 16.1 | 674 | 109644 | 1975
2023 | 0413 | Beloit | NEXUS | 1 |  | 3260077 | 40 | 2 | GASTON ELEMENTARY AHU AND CU REPLACEMENT W/ADDED COOLING | 113999 | 6.2 | 524 | 17706 | 850
2023 | 0413 | Beloit | NEXUS | 1 |  | 5803736 | 40 | 3 | Merrill Elementary steam to hot water conversion with AC | 2186348 | 13.8 | 2302 | 155178 | 6500
2023 | 0413 | Beloit | NEXUS SOLUTIONS | 1 |  | 1655378 | 40 | 4 | REPLACE 2 HOT WATER BOILERS - TODD ES | 331892 | 26.2 | 871 | 8936 | 4500
2023 | 0413 | Beloit | NEXUS SOLUTIONS | 1 |  | 1655378 | 40 | 3 | PNEUMATIC TO DDC UPGRADE - GASTON ES | 12716 | 6.8 | 206 | 1032 | 2000
2023 | 0413 | Beloit | NEXUS SOLUTIONS | 1 |  | 1655378 | 40 | 2 | WINDOW REPLACEMENT OLD SECTION - CONVERSE | 209999 | 9.1 | 2538 | 16751 | 1500
2023 | 0413 | Beloit | NEXUS SOLUTIONS | 1 |  | 1655378 | 40 | 1 | PNEUMATIC TO DDC UPGRADE - MERRILL | 167517 | 12.2 | 1523 | 9242 | 2000
2023 | 0413 | Beloit | NEXUS SOLUTIONS | 1 |  | 1655378 | 40 | 5 | LIGHTING UPGRADES & DAYLIGHT HARVESTING - ALDRICH | 250132 | 4.1 | 22119 | 21568 | 7000
2023 | 0413 | Beloit | NEXUS SOLUTIONS | 1 |  | 1655378 | 40 | 6 | UPGRADE LIGHTING TO LED WITH DIMMERS - ALDRICH | 12727 | 3.1 | 1239 | 1809 | 650
2023 | 0413 | Beloit | McKinstry | 1 |  | 5255000 | 50 | 1 | Boiler Upgrade/Terminal Unit Upgrade | 2335000 | 30 | 894 | 76379 | 7500
2023 | 0413 | Beloit | McKinstry | 1 |  | 5255000 | 50 | 4 | Domestic Hot Water Heater | 98500 | 17 | 2711 | 3222
2023 | 0413 | Beloit | McKinstry | 1 |  | 5255000 | 50 | 5 | Interior Lighting Upgrade to LED & Exterior Lighting Retrofit | 724000 | 12 | 37341 | 23682 | 10000
2023 | 0413 | Beloit | McKinstry | 1 |  | 5255000 | 50 | 6 | Window & Door Replacement | 461500 | 23 | 4586 | 15095 | 2345
2023 | 0413 | Beloit | McKinstry | 1 |  | 5255000 | 50 | 8
2023 | 0413 | Beloit | McKinstry | 1 |  | 5255000 | 50 | 2 | Auditorium Lighting Upgrades | 600000 | 24 | 5807 | 19626 | 2581
2023 | 0413 | Beloit | McKinstry | 1 |  | 5255000 | 50 | 3 | Roof Replacements | 1036000 | 28 | 3684 | 33888
2023 | 0413 | Beloit | McKinstry | 1 |  | 5255000 | 50 | 7
2023 | 0413 | Beloit | NEXUS | 1 |  | 3260077 | 40 | 5 | MERRILL ELEMENTARY ROOF REPLACEMENT | 358095 | 6.3 | 693 | 56519 | 0
2023 | 0413 | Beloit | NEXUS | 1 |  | 3260077 | 40 | 4 | ROBINSON WINDOW REPLACEMENT | 295141 | 20.2 | 357 | 14243 | 0
2023 | 0413 | Beloit | NEXUS | 1 |  | 3260077 | 40 | 3 | CONVERSE ELEMENTARY ROOF REPLACEMENT | 512179 | 8 | 1156 | 63090 | 0
2023 | 0413 | Beloit | NEXUS | 1 |  | 3260077 | 40 | 1 | CONVERSE ELEMENTARY - HVAC REPLACEMENT W/ADDED COOLING | 1980664 | 18.7 | 4597 | 100877 | 3100
2023 | 0413 | Beloit | NEXUS SOLUTIONS | 1 |  | 1655378 | 40 | 8 | REPLACE AHU - 14 NEW WITH AHU BMHS | 475838 | 69.5 | 658 | 4646 | 1400
2023 | 0413 | Beloit | NEXUS SOLUTIONS | 1 |  | 1655378 | 40 | 7 | ADD COOLING COILS TO AHU - 14 FITNESS CENTER BMHS | 194557 | 0 | 0 | 2100 | 0
2023 | 0434 | Berlin Area | Upper 90 Energy | 10 | 10 | 1400000 | 60 | 2 | Mechanical Upgrades | 139440 | 19.8 | 539 | 6516 | 0
2023 | 0434 | Berlin Area | Upper 90 Energy | 10 | 10 | 1400000 | 60 | 1 | Roof Replacement | 1250510 | 42 | 1234 | 28509 | 0
2023 | 0434 | Berlin Area | Upper 90 Energy | 10 | 10 | 1400000 | 60 | 3 | Water Softener System Replacement | 10050 | 12.5 | 195 | 610 | 0
2023 | 6013 | Big Foot UHS | NEXUS SOLUTIONS | 20 | 20 | 2569920 | 40 | 5 | Big Foot - Electrical Systems Improvement | 803918 | 20.5 | 6349 | 22854 | 15500
2023 | 6013 | Big Foot UHS | NEXUS SOLUTIONS | 20 | 20 | 2569920 | 40 | 4 | Big Foot - Building Envelope Modifications | 1499691 | 20.5 | 21 | 54492 | 0
2023 | 6013 | Big Foot UHS | NEXUS SOLUTIONS | 20 | 20 | 2569920 | 40 | 3 | Big Foot -Plumbing System Modification | 22565 | 19.99 | 214 | 8242 | 600
2023 | 6013 | Big Foot UHS | NEXUS SOLUTIONS | 20 | 20 | 2569920 | 40 | 1 | Big Foot - Building Control System Modifications | 388169 | 10.7 | 971 | 26093 | 0
2023 | 6013 | Big Foot UHS | NEXUS SOLUTIONS | 20 | 20 | 2569920 | 40 | 2 | Big Foot- HVAC System Enhancement | 529382 | 21.3 | 396 | 18113 | 1900
2023 | 0441 | Birchwood | Complete Control, Inc. | 2 | 5 | 2200000 | 60 | 10 | Upgrade Heating Plant and other misc measures | 218881 | 20.7 | 645 | 9918
2023 | 0441 | Birchwood | Complete Control, Inc. | 2 | 5 | 2200000 | 60 | 11
2023 | 0441 | Birchwood | Complete Control, Inc. | 2 | 5 | 2200000 | 60 | 7 | Convert AHU-1 in the HS to a VAV system | 396527 | 25.6 | 2223 | 13250
2023 | 0441 | Birchwood | Complete Control, Inc. | 2 | 5 | 2200000 | 60 | 6 | Replace Power Roof Ventilators (PRV) | 39893 | 14.5 | 178 | 2580
2023 | 0441 | Birchwood | Complete Control, Inc. | 2 | 5 | 2200000 | 60 | 5 | Replace Band AHU | 44690 | 15.8 | 317 | 2520
2023 | 0441 | Birchwood | Nexus Solutions | 3 | 3 | 1300000 | 54 | 1 | Mechanical System Upgrades | 649385 | 14.6 | 3707 | 43106 | 2370
2023 | 0441 | Birchwood | Complete Control, Inc. | 2 | 5 | 2200000 | 60 | 4 | Remove Obsolete Dampers | 3409 | 13.8 | 111 | 135
2023 | 0441 | Birchwood | Complete Control, Inc. | 2 | 5 | 2200000 | 60 | 3 | Replace Hot Water Circulation Pumps | 48856 | 16.4 | 57 | 2931
2023 | 0441 | Birchwood | Complete Control, Inc. | 2 | 5 | 2200000 | 60 | 2 | Upgrade DDC Head-end and Controls | 264856 | 13.5 | 4652 | 14990
2023 | 0441 | Birchwood | Complete Control, Inc. | 2 | 5 | 2200000 | 60 | 1 | Replace MZ AHU with Three Variable Speed Units | 1151076 | 20.9 | 5084 | 49890
2023 | 0441 | Birchwood | CESA 10 | 1 |  | 232086 | 57 | 3 | CESA 10 Fee | 21000 | 0 | 0 | 0 | 0
2023 | 0441 | Birchwood | CESA 10 | 1 |  | 232086 | 57 | 2 | Adding insulation to roof | 175178 | 58.14 | 0 | 0 | 0
2023 | 0441 | Birchwood | Nexus Solutions | 3 | 3 | 1300000 | 54 | 2 | Building Envelope Upgrades | 519814 | 8 | 2165 | 66258 | 0
2023 | 0441 | Birchwood | CESA 10 | 1 |  | 232086 | 57 | 1 | LED Lighting Retrofit | 35908 | 11.24 | 0 | 0 | 0
2023 | 0441 | Birchwood | Complete Control, Inc. | 2 | 5 | 2200000 | 60 | 8 | Gym DE stratification | 31813 | 20.8 | 1527 | 0
2023 | 0441 | Birchwood | Nexus Solutions | 3 | 3 | 1300000 | 54 | 3 | Lighting Improvements | 130801 | 7.4 | 5952 | 12424 | 2000
2023 | 0658 | Brillion | Nexus Solutions | 1 |  | 150000 | 40 | 1 | HVAC improvements | 150000 | 14 | 1067 | 9640 | 0
2023 | 0903 | Cameron | McKinstry | 1 |  | 700000 | 40 | 2 | High school gym HCAV and controls upgrades | 95210.25 | 17 | 1169 | 4469 | 0
2023 | 0903 | Cameron | McKinstry | 1 |  | 700000 | 40 | 6
2023 | 0903 | Cameron | McKinstry | 1 |  | 400000 | 40 | 1 | Kitchen upgrades | 144900 | 21 | 420 | 6447 | 0
2023 | 0903 | Cameron | McKinstry | 1 |  | 400000 | 40 | 3 | Lighting upgrades | 38898 | 16 | 1355 | 1111 | 0
2023 | 0903 | Cameron | McKinstry | 1 |  | 400000 | 40 | 5 | Water conservation | 55172 | 10 | 2550 | 2929 | 0
2023 | 0903 | Cameron | McKinstry | 1 |  | 700000 | 40 | 5 | High school and middle school refrigeration upgrades | 23999.12 | 21 | 12 | 1127 | 0
2023 | 0903 | Cameron | McKinstry | 1 |  | 400000 | 40 | 2 | Transportation upgrades | 144901 | 20 | 560 | 6771 | 0
2023 | 0903 | Cameron | McKinstry | 1 |  | 400000 | 40 | 4 | Window replacement | 16129 | 26 | 161 | 461 | 0
2023 | 0903 | Cameron | McKinstry | 1 |  | 700000 | 40 | 4 | High school urinal, toilet, shower and sink upgrades | 75390.75 | 16 | 1249 | 3539 | 0
2023 | 0903 | Cameron | McKinstry | 1 |  | 700000 | 40 | 1 | Bus replacements (2) | 218139.33 | 21 | 474 | 10240 | 0
2023 | 0903 | Cameron | McKinstry | 1 |  | 700000 | 40 | 3 | High school and middle school LED lighting upgrades | 283704.64 | 15 | 5736 | 13318 | 0
2023 | 1015 | Cedarburg | McKinstry Essention, LLC. | 10 | 10 | 4965000 | 50 | 1 | HVAC upgrades and Boiler Replacements | 5738725 | 20 | 15356 | 273075 | 72000
2023 | 5054 | Central/Westosha UHS | NEXUS SOLUTION | 20 | 20 | 9036142 | 40 | 4 | ELECTRICAL INFRASTRUCTURE IMPROVEMENTS | 2688859 | 16.8 | 1268 | 114148 | 1500
2023 | 5054 | Central/Westosha UHS | NEXUS SOLUTION | 20 | 20 | 9036142 | 40 | 5
2023 | 5054 | Central/Westosha UHS | NEXUS SOLUTION | 20 | 20 | 9036142 | 40 | 3 | BUILDING ENVELOPE IMPROVEMENTS | 2092565 | 16.8 | 767 | 80477 | 700
2023 | 5054 | Central/Westosha UHS | NEXUS SOLUTION | 20 | 20 | 9036142 | 40 | 2 | HVAC SYSTEMS ENHANCEMENTS | 3479560 | 16.8 | 6547 | 120669 | 21025
2023 | 5054 | Central/Westosha UHS | NEXUS SOLUTION | 20 | 20 | 9036142 | 40 | 1 | BUILDING CONTROL SYSTEM MODIFICATIONS | 775157 | 16.8 | 8113 | 30183 | 3500
2023 | 1071 | Chequamegon | CESA 10 | 1 |  | 968849 | 55 | 7 | Digital controls upgrades - HS/ES | 30746 | 7.7 | 3987 | 0 | 3987
2023 | 1071 | Chequamegon | CESA 10 | 1 |  | 968849 | 55 | 8 | Auditorium lighting upgrade to more efficient fixtures - HS/ES | 85286 | 30.7 | 1780 | 1000 | 2780
2023 | 1071 | Chequamegon | CESA 10 | 1 |  | 968849 | 55 | 3 | CESA 10 Fee | 92063 | 0 | 0 | 0 | 0
2023 | 1071 | Chequamegon | CESA 10 | 1 |  | 968849 | 55 | 4 | Bus garage heating upgrade to a more efficient unit | 31650 | 44 | 219 | 500 | 719
2023 | 1071 | Chequamegon | CESA 10 | 1 |  | 968849 | 55 | 5 | Upgrade AHU 9 - HS/ES | 20000 | 19.5 | 28 | 1000 | 1028
2023 | 1071 | Chequamegon | CESA 10 | 1 |  | 968849 | 55 | 6 | Gas boiler replacement - MS | 88745 | 42.6 | 1335 | 750 | 2085
2023 | 1071 | Chequamegon | CESA 10 | 1 |  | 968849 | 55 | 2 | VFD on fan - HS/ES plus VFD on Pumps | 10850 | 8.2 | 908 | 0 | 908
2023 | 1071 | Chequamegon | CESA 10 | 1 |  | 968849 | 55 | 1 | Chiller upgrade to more efficient unit - HS/ES | 80667 | 18.5 | 1369 | 3000 | 4369
2023 | 1071 | Chequamegon | CESA 10 | 1 |  | 968849 | 55 | 12 | Bathroom Fixters | 25800 | 3 | 8413 | 200 | 8613
2023 | 1071 | Chequamegon | CESA 10 | 1 |  | 968849 | 55 | 11 | Water Heaters | 25000 | 60.7 | 162 | 250 | 412
2023 | 1071 | Chequamegon | CESA 10 | 1 |  | 968849 | 55 | 10 | Equipment: dishwasher, kettle, freezer, washing machine | 73119 | 37.34 | 1125 | 1900 | 3025
2023 | 1071 | Chequamegon | CESA 10 | 1 |  | 968849 | 55 | 9 | Building Envelope Measures | 404923 | 24.8 | 2323 | 14000 | 16323
2023 | 1085 | Chilton | Nexus Solutions | 20 | 20 | 5670000 | 40 | 5 | High School - Building Control System Modifications | 149696 | 20.1 | 1338 | 4807 | 400
2023 | 1085 | Chilton | Nexus Solutions | 20 | 20 | 5670000 | 40 | 6 | High School - HVAC System Modifications | 108827 | 19.6 | 292 | 4296 | 240
2023 | 1085 | Chilton | Nexus Solutions | 20 | 20 | 5670000 | 40 | 1 | Chilton EMS - Building Control System Modifications | 93825 | 19.8 | 957 | 2948 | 0
2023 | 1085 | Chilton | Nexus Solutions | 20 | 20 | 5670000 | 40 | 3 | Chilton EMS - Building Envelope Improvements | 4554531 | 19.5 | 1479 | 190657 | 0
2023 | 1085 | Chilton | Nexus Solutions | 20 | 20 | 5670000 | 40 | 4 | Chilton EMS - Electrical Infrastructure Improvements | 525405 | 17.2 | 7848 | 17360 | 14000
2023 | 1085 | Chilton | Nexus Solutions | 20 | 20 | 5670000 | 40 | 2 | Chilton EMS - HVAC Systems Enhancements | 611362 | 18.1 | 7701 | 20113 | 12990
2023 | 1085 | Chilton | Nexus Solutions | 20 | 20 | 5670000 | 40 | 8 | High School - Electrical Infrastructure Improvements | 286426 | 14.1 | 7165 | 9584 | 12000
2023 | 1085 | Chilton | Nexus Solutions | 20 | 20 | 5670000 | 40 | 7 | High School - Building Envelope Improvements | 547113 | 19.1 | 2726 | 20845 | 6000
2023 | 1127 | Clear Lake | Nexus Solutions | 20 | 20 | 6608530 | 40 | 5 | Elementary School - Electrical Infrastructure Improvements | 474766 | 6 | 5186 | 45829 | 3415
2023 | 1127 | Clear Lake | Nexus Solutions | 20 | 20 | 6608530 | 40 | 9 | High School - Electrical Infrastructure Improvements | 191677 | 4 | 4956 | 28290 | 3334
2023 | 1127 | Clear Lake | Nexus Solutions | 20 | 20 | 6608530 | 40 | 8 | High School - Building Envelope Improvements | 215206 | 12 | 3379 | 8562 | 2300
2023 | 1127 | Clear Lake | Nexus Solutions | 20 | 20 | 6608530 | 40 | 7 | High School - Plumbing System Modifications | 99034 | 18 | 1706 | 2150 | 100
2023 | 1127 | Clear Lake | Nexus Solutions | 20 | 20 | 6608530 | 40 | 6 | High School - HVAC Systems Enchancements | 831488 | 17 | 5597 | 27356 | 20983
2023 | 1127 | Clear Lake | Nexus Solutions | 20 | 20 | 6608530 | 40 | 4 | Elementary School - Building Envelope Improvements | 1294302 | 14 | 630 | 64171 | 0
2023 | 1127 | Clear Lake | Nexus Solutions | 20 | 20 | 6608530 | 40 | 3 | Elementary School - Plumbing System Modifications | 1112647 | 12 | 1939 | 61160 | 100
2023 | 1127 | Clear Lake | Nexus Solutions | 20 | 20 | 6608530 | 40 | 11 | Bus Garage - Electrical Infrastructure Improvements | 8303 | 5 | 819 | 242 | 0
2023 | 1127 | Clear Lake | Nexus Solutions | 20 | 20 | 6608530 | 40 | 10 | Bus Garage - Building Envelope Improvements | 166079 | 12 | 647 | 9015 | 0
2023 | 1127 | Clear Lake | Nexus Solutions | 20 | 20 | 6608530 | 40 | 1 | Elemetary School - Building Control System Modifications | 448482 | 14 | 1550 | 21010 | 27900
2023 | 1127 | Clear Lake | Nexus Solutions | 20 | 20 | 6608530 | 40 | 2 | Elementary School - HVAC Systems Enchancements | 4714398 | 17 | 1284 | 185367 | 1475
2023 | 1134 | Clinton Community | McKinstry | 1 |  | 645711 | 0 | 1 | Lighting Upgrades from fluorescent to LED | 645711 | 10.87 | 23883 | 35514
2023 | 1162 | Colby | MARKET AND JOHNSON | 1 | 15 | 995000 | 60 | 6 | HS/MS BUILDING ENVELOPE UPGRADES | 105385 | 37.5 | 810 | 2000
2023 | 1162 | Colby | MARKET AND JOHNSON | 1 | 15 | 995000 | 60 | 7 | HS/MS - WATER CONSERVATION UPGRADES | 90658 | 45 | 510 | 1500
2023 | 1162 | Colby | MARKET AND JOHNSON | 1 | 15 | 995000 | 60 | 8 | HS - HEATING SYSTEM VALUE UPGRADES | 20099 | 22.2 | 900 | 0
2023 | 1162 | Colby | MARKET AND JOHNSON | 1 | 1 | 995000 | 60 | 1 | HS/GYMNASIUM ROOFING REPLACEMENT | 207626 | 35.9 | 780 | 5000 | 0
2023 | 1162 | Colby | MARKET AND JOHNSON | 1 | 1 | 995000 | 60 | 2 | HS/SHOWER HEAD UPGRADES | 98135 | 48.6 | 510 | 1500 | 0
2023 | 1162 | Colby | MARKET AND JOHNSON | 1 | 1 | 995000 | 60 | 3 | HS/MS - INTERIOR LIGHTING UPGRADES | 212949 | 41.8 | 4455 | 240 | 0
2023 | 1162 | Colby | MARKET AND JOHNSON | 1 | 1 | 995000 | 60 | 4 | HS/MS/EXTERIOR LIGHTING UPGRADES | 17737 | 41.3 | 300 | 100 | 0
2023 | 1162 | Colby | MARKET AND JOHNSON | 1 | 1 | 995000 | 60 | 5 | HS/MS - KITCHEN VENTILIATION UPGRADES | 242411 | 56.5 | 1890 | 2400 | 0
2023 | 1162 | Colby | MARKET AND JOHNSON | 1 | 1 | 995000 | 60 | 6 | HS/MS - BUILDING ENVELOPE UPGRADES | 105385 | 37.5 | 810 | 2000 | 0
2023 | 1162 | Colby | MARKET AND JOHNSON | 1 | 1 | 995000 | 60 | 7 | HS/MS - WATER CONSERVATION UPGRADES | 90658 | 45 | 510 | 1500 | 0
2023 | 1162 | Colby | MARKET AND JOHNSON | 1 | 1 | 995000 | 60 | 8 | HS - HEATING SYSTEM VALUE UPGRADES | 20099 | 22.2 | 900 | 0 | 0
2023 | 1162 | Colby | MARKET AND JOHNSON | 1 | 15 | 995000 | 60 | 1 | HS/GYMNASIUM ROOFING REPLACEMENT | 207626 | 35.9 | 780 | 5000
2023 | 1162 | Colby | MARKET AND JOHNSON | 1 | 15 | 995000 | 60 | 2 | HS/SHOWER HEAD UPGRADES | 98135 | 48.6 | 510 | 1500
2023 | 1162 | Colby | MARKET AND JOHNSON | 1 | 15 | 995000 | 60 | 3 | HS/MS INTERIOR LIGHTING UPGRADES | 212949 | 41.8 | 4455 | 240
2023 | 1162 | Colby | MARKET AND JOHNSON | 1 | 15 | 995000 | 60 | 4 | HS/MS EXTERIOR LIGHTING UPGRADES | 17737 | 41.3 | 300 | 100
2023 | 1162 | Colby | MARKET AND JOHNSON | 1 | 15 | 995000 | 60 | 5 | HS/MS - KITCHEN VENTILATION UPGRADES | 242411 | 56.5 | 1890 | 2400
2023 | 1169 | Coleman | McKinstry | 1 |  | 362836 | 40 | 2 | Building Envelope Upgrades | 27693 | 7 | 2759 | 1108
2023 | 1169 | Coleman | McKinstry | 1 |  | 362836 | 40 | 3 | Lighting Upgrades | 184072 | 15 | 4394 | 7363
2023 | 1169 | Coleman | McKinstry | 1 |  | 362836 | 40 | 1 | HVAC/Controls Upgrades | 151071 | 18 | 2128 | 6043
2023 | 1176 | Colfax | H&H Energy Services, Inc. | 10 | 10 | 1695620 | 60 | 3 | Building Shell Improvements | 396269 | 48 | 8314 | 0 | 0
2023 | 1176 | Colfax | H&H Energy Services, Inc. | 10 | 10 | 1695620 | 60 | 1 | HVAC and Infrastructure Improvements | 1213857 | 13 | 12052 | 81639 | 0
2023 | 1176 | Colfax | H&H Energy Services, Inc. | 10 | 10 | 1695620 | 60 | 2 | Lighting Upgrades | 85493 | 12 | 5998 | 1248 | 0
2023 | 1176 | Colfax | H&H Energy Services, Inc. | 10 | 10 | 1795312 | 60 | 3 | Building Shell Improvements | 396269 | 66.9 | 6269 | 0 | 0
2023 | 1176 | Colfax | H&H Energy Services, Inc. | 10 | 10 | 1795312 | 60 | 2 | Lighting Upgrades | 85493 | 19.7 | 3335 | 1248 | 0
2023 | 1176 | Colfax | H&H Energy Services, Inc. | 10 | 10 | 1795312 | 60 | 1 | HVAC and Infastructure Improvements | 1213857 | 14.2 | 8585 | 81639 | 0
2023 | 1183 | Columbus | CESA 10 | 10 | 10 | 7500000 | 50 | 6 | Water Heater Replacement | 66974 | 63 | 264 | 800
2023 | 1183 | Columbus | CESA 10 | 10 | 10 | 7500000 | 50 | 9 | CESA Fee | 898230 | 0 | 0 | 0
2023 | 1183 | Columbus | CESA 10 | 10 | 10 | 7500000 | 50 | 2 | Efficient Lighting Measures | 542604 | 57 | 21700 | 16419
2023 | 1183 | Columbus | CESA 10 | 10 | 10 | 7500000 | 50 | 1 | HVAC Related Efficiency Measures | 5066973 | 33.4 | 43545 | 108221
2023 | 1183 | Columbus | CESA 10 | 10 | 10 | 7500000 | 50 | 8 | Rest Room Efficient Fixture Upgrade | 138695 | 128 | 86 | 1000
2023 | 1183 | Columbus | CESA 10 | 10 | 10 | 7500000 | 50 | 7 | Vending Misers | 4465 | 2 | 1637 | 200
2023 | 1183 | Columbus | CESA 10 | 10 | 10 | 7500000 | 50 | 5 | IT Infrastructure Upgrades | 450801 | 60 | 2548 | 5000
2023 | 1183 | Columbus | CESA 10 | 10 | 10 | 7500000 | 50 | 4 | Kitchen Efficiency Measures | 201593 | 132 | 2264 | 2800
2023 | 1183 | Columbus | CESA 10 | 10 | 10 | 7500000 | 50 | 3 | Building envelope and Roofing efficiencies | 935314 | 373 | 2461 | 5307
2023 | 1218 | Crandon | N/A | 0 |  | 0 | 0 | 2
2023 | 1218 | Crandon | N/A | 0 |  | 0 | 0 | 1 | N/A | 0 | 0 | 0 | 0 | 0
2023 | 1218 | Crandon | N/A | 0 |  | 0 | 0 | 3
2023 | 1218 | Crandon | CESA 10 | 10 | 10 | 960927 | 75 | 3 | CESA 10 Fee | 89432 | 0 | 0 | 0
2023 | 1218 | Crandon | MCKINISTRY | 2 |  | 926990 | 40 | 2 | INTERIOR LIGHTING LED UPGRADE | 528010 | 4.7 | 5967 | 105602 | 5500
2023 | 1218 | Crandon | CESA 10 | 10 | 10 | 960927 | 75 | 1 | District Wide - Lighting System | 176180 | 7 | 8595 | 13534
2023 | 1218 | Crandon | MCKINISTRY | 2 |  | 926990 | 40 | 3 | WINDOW/EXTERIOR DOORS REPLACEMENT | 348835 | 5 | 213 | 69767 | 0
2023 | 1218 | Crandon | MCKINISTRY | 2 |  | 926990 | 40 | 1 | BUILDING ENVELOPE | 50145 | 4.4 | 1256 | 10029 | 0
2023 | 1218 | Crandon | CESA 10 | 10 | 10 | 960927 | 75 | 2 | District Wide - Roofing System | 822761 | 25 | 5268 | 23500
2023 | 4970 | D C Everest Area | NEXUS Solutions, LLC | 20 | 20 | 25000000 | 40 | 1 | Mechanical System Upgrades | 28512454 | 20.7 | 58073 | 1319124 | 0
2023 | 4970 | D C Everest Area | NEXUS Solutions, LLC | 20 | 20 | 25000000 | 40 | 2 | Plumbing Improvements & Water Conservation | 624744 | 9.6 | 33923 | 31160 | 0
2023 | 4970 | D C Everest Area | NEXUS Solutions, LLC | 1 |  | 1682942 | 50 | 1 | Mechanical & Environmental Systems / Electrical & Lighting Systems | 1682942 | 1718094 | 278730 | 1439364 | 0
2023 | 4970 | D C Everest Area | NEXUS Solutions, LLC | 20 | 20 | 25000000 | 40 | 3 | Lighting Improvements | 5019777 | 8 | 118185 | 505796 | 0
2023 | 1295 | Darlington Community | McKinstry Essention LLC | 10 | 9 | 4000000 | 30 | 2 | Mechanical Upgrades | 2673624 | 18 | 1639 | 147050 | 0
2023 | 1295 | Darlington Community | McKinstry Essention LLC | 10 | 9 | 4000000 | 30 | 3 | Roofing Upgrades | 832000 | 18 | 663 | 45760 | 0
2023 | 1295 | Darlington Community | McKinstry Essention LLC | 10 | 9 | 4000000 | 30 | 1 | Lightening and Electrical | 494366 | 16 | 2837 | 27190 | 2800
2023 | 1380 | Delavan-Darien | McKinstry | 20 | 20 | 9075205 | 45 | 6 | HVAC Control | 587680 | 34 | 1475 | 15612 | 9800
2023 | 1380 | Delavan-Darien | McKinstry | 20 | 20 | 11000000 | 45 | 7 | Tuck pointing/Masonry | 95999 | 29 | 125 | 3140
2023 | 1380 | Delavan-Darien | McKinstry | 20 | 20 | 11000000 | 45 | 2 | Domestic Hot Water Heater Replacement | 34984 | 26 | 206 | 1144
2023 | 1380 | Delavan-Darien | McKinstry | 20 | 20 | 11000000 | 45 | 4 | HVAC Upgrades | 4891339 | 24 | 40263 | 159997 | 33680
2023 | 1380 | Delavan-Darien | McKinstry | 20 | 20 | 11000000 | 45 | 1 | Building Envelop | 229727 | 25 | 4137 | 5025
2023 | 1380 | Delavan-Darien | McKinstry | 20 | 20 | 11000000 | 45 | 6 | Sewage Grinders/Lift Pumps | 29982 | 30 | 10 | 981
2023 | 1380 | Delavan-Darien | McKinstry | 20 | 20 | 11000000 | 45 | 10 | Boiler Replacement/Control Monitoring | 406722 | 50 | 876 | 6827
2023 | 1380 | Delavan-Darien | McKinstry | 20 | 20 | 11000000 | 45 | 5 | Roofing Replacements | 3792931 | 44 | 4710 | 81629
2023 | 1380 | Delavan-Darien | McKinstry | 20 | 20 | 11000000 | 45 | 8 | Water Conservation | 94693 | 5 | 15105 | 3098
2023 | 1380 | Delavan-Darien | McKinstry | 20 | 20 | 9075205 | 45 | 3 | Tuck Point/masonry | 615838 | 59 | 362 | 10071
2023 | 1380 | Delavan-Darien | McKinstry | 20 | 20 | 9075205 | 45 | 7 | Lighting Upgrades | 316402 | 31 | 4921 | 5175 | 7000
2023 | 1380 | Delavan-Darien | McKinstry | 20 | 20 | 9075205 | 45 | 5 | HVAC/Control/Electrical Panel Upgrades | 2064526 | 40 | 7651 | 43766 | 12900
2023 | 1380 | Delavan-Darien | McKinstry | 20 | 20 | 9075205 | 45 | 1 | HVAC Upgrades/Fire/Alarm/Controls/Electric Panel Upgrade | 2272602 | 36 | 4926 | 57168 | 10740
2023 | 1380 | Delavan-Darien | McKinstry | 20 | 20 | 11000000 | 45 | 9 | Windows/Exterior Door Upgrades | 1272862 | 34 | 7653 | 29779
2023 | 1380 | Delavan-Darien | McKinstry | 20 | 20 | 11000000 | 45 | 3 | Exterior Lighting | 150761 | 4 | 4984 | 35254 | 5257
2023 | 1380 | Delavan-Darien | McKinstry | 20 | 20 | 9075205 | 45 | 2 | Lighting and Technology Upgrades | 2769657 | 26 | 34707 | 69298 | 40800
2023 | 1380 | Delavan-Darien | McKinstry | 20 | 20 | 9075205 | 45 | 4 | Roofing Upgrade | 448500 | 26 | 99 | 17335
2023 | 1561 | Edgar | CTS Group | 1 | 15 | 1451084 | 50 | 1 | Roofing Replacement | 712352 | 43.97 | 1200 | 15000 | 0
2023 | 1561 | Edgar | CTS Group | 1 | 15 | 1451084 | 50 | 3 | Exterior Door and Secure System Upgrades | 511041 | 25.17 | 300 | 20000 | 0
2023 | 1561 | Edgar | CTS Group | 1 | 15 | 1451084 | 50 | 2 | Window Replacement | 227692 | 41.4 | 3500 | 2000 | 0
2023 | 1568 | Edgerton | NAMI | 1 |  | 1100000 | 38.5 | 3 | Replace Boilers | 150000 | 2000 | 2497
2023 | 1568 | Edgerton | NAMI | 1 |  | 1100000 | 38.5 | 4 | Replace Chillers | 260000 | 3000 | 1877
2023 | 1568 | Edgerton | NAMI | 1 |  | 1100000 | 38.5 | 5 | Air Handling Unit | 55000 | 750 | 454
2023 | 1568 | Edgerton | NAMI | 1 |  | 1100000 | 38.5 | 6 | Pneumatic to DDC Controls | 130000 | 1500 | 2971
2023 | 1568 | Edgerton | NAMI | 1 |  | 1100000 | 38.5 | 7 | Fan Coil System, Energy Recovery, and DDC Controls | 190000 | 2500 | 2828
2023 | 1568 | Edgerton | NAMI | 1 |  | 1100000 | 38.5 | 8 | Project Contingency | 80800 | 0 | 0
2023 | 1568 | Edgerton | NAMI | 1 |  | 1100000 | 38.5 | 1 | Fluid Cooler | 110000 | 1750 | 1500
2023 | 1568 | Edgerton | NAMI | 1 |  | 1500000 | 55 | 1 | DDC Upgrade for SS-1 | 16150 | 38.8 | 116 | 300
2023 | 1568 | Edgerton | NAMI | 1 |  | 1500000 | 55 | 2 | DDC Upgrade for SS-2 | 14250 | 34 | 119 | 300
2023 | 1568 | Edgerton | NAMI | 1 |  | 1500000 | 55 | 3 | DDC Upgrade for RTU-3 | 11400 | 30.2 | 77 | 300
2023 | 1568 | Edgerton | NAMI | 1 |  | 1500000 | 55 | 4 | DDC Upgrade for RTU-4 | 11400 | 31.6 | 60 | 300
2023 | 1568 | Edgerton | NAMI | 1 |  | 1500000 | 55 | 5 | DDC Upgrade for RTU-6 | 11400 | 29 | 94 | 300
2023 | 1568 | Edgerton | NAMI | 1 |  | 1500000 | 55 | 6 | DDC Upgrade for RTU-7 | 11400 | 31.8 | 59 | 300
2023 | 1568 | Edgerton | NAMI | 1 |  | 1500000 | 55 | 7 | DDC Upgrade for RTU-12 | 11400 | 25.6 | 145 | 300
2023 | 1568 | Edgerton | NAMI | 1 |  | 1500000 | 55 | 29 | Replace 1979 Vintage AHU for Gym & Add ERV | 158650 | 42.5 | 3232 | 500
2023 | 1568 | Edgerton | NAMI | 1 |  | 1500000 | 55 | 10 | DDC Upgrade for AHU-5 | 11400 | 27.4 | 116 | 300
2023 | 1568 | Edgerton | NAMI | 1 |  | 1500000 | 55 | 11 | DDC Upgrade for AHU-7 | 11400 | 29.5 | 86 | 300
2023 | 1568 | Edgerton | NAMI | 1 |  | 1500000 | 55 | 12 | DDC for Hot Water Pumps VFD Control | 8550 | 2.9 | 2860 | 50
2023 | 1568 | Edgerton | NAMI | 1 |  | 1500000 | 55 | 13 | Replace AHU-3 & 4 fans & DDC Upgrade | 97850 | 20.3 | 2827 | 2000
2023 | 1568 | Edgerton | NAMI | 1 |  | 1500000 | 55 | 14 | Replace AHU-10 & DDC Upgrade | 50000 | 47.7 | 299 | 750
2023 | 1568 | Edgerton | NAMI | 1 |  | 1500000 | 55 | 15 | Replace AHU-11 & DDC Upgrade | 50000 | 49.7 | 253 | 750
2023 | 1568 | Edgerton | NAMI | 1 |  | 1500000 | 55 | 16 | Refurbish AHU-13 & DDC Upgrade | 38000 | 25.1 | 1017 | 500
2023 | 1568 | Edgerton | NAMI | 1 |  | 1500000 | 55 | 17 | DDC Upgrade for 15 UV's | 52250 | 10.6 | 2684 | 2250
2023 | 1568 | Edgerton | NAMI | 1 |  | 1500000 | 55 | 18 | Replace RTU-1 & DDC Upgrade | 92500 | 19.5 | 3983 | 750
2023 | 1568 | Edgerton | NAMI | 1 |  | 1500000 | 55 | 19 | Replace RTU-2 & DDC Upgrade | 92500 | 19.5 | 3983 | 750
2023 | 1568 | Edgerton | NAMI | 1 |  | 1500000 | 55 | 20 | Replace RTU-8 & DDC Upgrade to VAV | 46550 | 50.6 | 170 | 750
2023 | 1568 | Edgerton | NAMI | 1 |  | 1500000 | 55 | 21 | Replace RTU-10 & DDC Upgrade | 61750 | 15.8 | 3313 | 600
2023 | 1568 | Edgerton | NAMI | 1 |  | 1500000 | 55 | 22 | Replace RTU-11 & DDC Upgrade | 61750 | 15.8 | 3313 | 600
2023 | 1568 | Edgerton | NAMI | 1 |  | 1500000 | 55 | 23 | Replace RTU-18 & DDC Upgrade | 25550 | 49.1 | 170 | 350
2023 | 1568 | Edgerton | NAMI | 1 |  | 1500000 | 55 | 24 | Replace RTU-19 & DDC Upgrade | 25650 | 13.8 | 1554 | 300
2023 | 1568 | Edgerton | NAMI | 1 |  | 1500000 | 55 | 25 | Replace all Remaining Pneumatic Controls with DDC | 194000 | 25.9 | 6001 | 1500
2023 | 1568 | Edgerton | NAMI | 1 |  | 1500000 | 55 | 26 | Staff Training for Maintenance of HVAC Equipment | 4000 | 8 | 0 | 500
2023 | 1568 | Edgerton | NAMI | 1 |  | 1500000 | 55 | 27 | Replace 1979 Vintage AHU for Classrooms | 57000 | 47.3 | 454 | 750
2023 | 1568 | Edgerton | NAMI | 1 |  | 1500000 | 55 | 28 | Replace 1979 Vintage AHU for Tech Ed & Band | 96900 | 27.5 | 3021 | 500
2023 | 1568 | Edgerton | NAMI | 1 |  | 1100000 | 38.5 | 2 | Energy Recovery Unit | 115000 | 1250 | 1359
2023 | 1568 | Edgerton | NAMI | 1 |  | 1500000 | 55 | 8 | DDC Upgrade for RTU-15 & VFD | 33250 | 44.8 | 243 | 500
2023 | 1568 | Edgerton | McKinstry | 1 |  | 289654 | 50 | 1 | Natatorium Upgrades | 289654 | 20.9 | 13580
2023 | 1568 | Edgerton | NAMI | 1 |  | 1500000 | 55 | 9 | DDC Upgrade for RTU-16 & VFD | 32100 | 49.1 | 154 | 500
2023 | 1600 | Eleva-Strum | SCHNEIDER ELECTRIC | 20 | 20 | 1938216 | 65 | 6 | ENTIRE ENERGY EFFICIENCY PROJECT | 1938216 | 61 | 18898 | 12880 | 0
2023 | 1600 | Eleva-Strum | SCHNEIDER ELECTRIC | 20 | 20 | 1938216 | 65 | 5 | BUILDING ENVELOPE UPGRADES INCLUDES ROOFS/DOOR REPLACEMENTS | 265433 | 66.1 | 4016 | 0 | 0
2023 | 1600 | Eleva-Strum | SCHNEIDER ELECTRIC | 20 | 20 | 1938216 | 65 | 4 | PLUMBING IMPROVEMENTS | 208356 | 68.1 | 1760 | 1300 | 0
2023 | 1600 | Eleva-Strum | SCHNEIDER ELECTRIC | 20 | 20 | 1938216 | 65 | 1 | INSTALL NEW BAS & SMART METERS | 512922 | 100.3 | 2995 | 2118 | 0
2023 | 1600 | Eleva-Strum | SCHNEIDER ELECTRIC | 20 | 20 | 1938216 | 65 | 2 | REPLACE SOME HVAC & REFURBISH THE REST | 711717 | 93.6 | 2637 | 4968 | 0
2023 | 1600 | Eleva-Strum | SCHNEIDER ELECTRIC | 20 | 20 | 1938216 | 65 | 3 | RETROFIT LIGHTING SYSTEMS | 239788 | 20 | 7490 | 4495 | 0
2023 | 1659 | Ellsworth Community | Nexus Solutions | 20 | 20 | 7097200 | 40 | 5 | Electrical Systems Improvements- High School | 731794 | 17.9 | 2871 | 37981 | 1525
2023 | 1659 | Ellsworth Community | Nexus Solutions | 20 | 20 | 7097200 | 40 | 1 | Building Control System Modifications- High School | 166588 | 13.1 | 1269 | 11492 | 0
2023 | 1659 | Ellsworth Community | Nexus | 20 | 20 | 6640000 | 40 | 5 | Electrical Systems Improvements | 1236247 | 15.1 | 8735 | 72861 | 3279
2023 | 1659 | Ellsworth Community | Nexus Solutions | 20 | 20 | 7097200 | 40 | 2 | HVAC Systems Enhancements- High School | 2777804 | 17.7 | 1524 | 155277 | 0
2023 | 1659 | Ellsworth Community | Nexus Solutions | 20 | 20 | 7097200 | 40 | 6 | Building Control System Modifications- Middle School | 49758 | 5.1 | 881 | 8854 | 0
2023 | 1659 | Ellsworth Community | Nexus Solutions | 20 | 20 | 7097200 | 40 | 9 | Building Envelope Improvements- Middle School | 877419 | 20 | 1715 | 42117 | 729
2023 | 1659 | Ellsworth Community | Nexus Solutions | 20 | 20 | 7097200 | 40 | 10 | Electrical Systems Improvements- Middle School | 173604 | 17.1 | 2890 | 7273 | 1175
2023 | 1659 | Ellsworth Community | Nexus Solutions | 20 | 20 | 7097200 | 40 | 11 | Electrical Systems Improvements & Plumbing System Modifications- Pool | 58794 | 12.75 | 839 | 3772 | 579
2023 | 1659 | Ellsworth Community | Nexus Solutions | 20 | 20 | 7097200 | 40 | 12 | HVAC System Enhancements- Pool | 433078 | 18.8 | 3203 | 19842 | 3000
2023 | 1659 | Ellsworth Community | Nexus Solutions | 20 | 20 | 7097200 | 40 | 3 | Plumbing System Modifications- High School | 20119 | 9.5 | 1377 | 732 | 0
2023 | 1659 | Ellsworth Community | Nexus Solutions | 20 | 20 | 7097200 | 40 | 4 | Building Envelope Improvements- High School | 1361636 | 20 | 4774 | 63449 | 1629
2023 | 1659 | Ellsworth Community | Nexus Solutions | 20 | 20 | 7097200 | 40 | 7 | HVAC- Systems Enhancements- Middle School | 424928 | 19.2 | 459 | 21642 | 0
2023 | 1659 | Ellsworth Community | Nexus Solutions | 20 | 20 | 7097200 | 40 | 8 | Plumbing System Modifications- Middle School | 21679 | 14.1 | 809 | 727 | 0
2023 | 1659 | Ellsworth Community | Nexus | 20 | 20 | 6640000 | 40 | 1 | Building Control System Modifications | 278276 | 8.3 | 3201 | 30293 | 0
2023 | 1659 | Ellsworth Community | Nexus | 20 | 20 | 6640000 | 40 | 2 | HVAC Systems Enhancements | 4676569 | 15.5 | 7721 | 292958 | 3000
2023 | 1659 | Ellsworth Community | Nexus | 20 | 20 | 6640000 | 40 | 3 | Plumbing System Modifications | 57708 | 8.7 | 4345 | 2306 | 0
2023 | 1659 | Ellsworth Community | Nexus | 20 | 20 | 6640000 | 40 | 4 | Building Envelope Improvements | 2879989 | 17.2 | 9662 | 157177 | 2359
2023 | 1687 | Erin | McKinstry | 1 |  | 99375 | 50 | 1 | Upgrade Interior flourscent lighting to LED tube luminaries and gym sensors | 99375 | 6.5 | 7088 | 8234 | 0
2023 | 1687 | Erin | McKinstry | 3 | 3 | 1330880 | 30 | 1 | Boiler plant and univents | 1428930 | 73235 | 4825 | 68410 | 0
2023 | 1813 | Fennimore Community | Custofoam Corporation | 20 |  | 170000 | 50 | 1 | Roofing Insulation with insulated membrane | 170000 | 259603 | 22320 | 237283 | 0
2023 | 5757 | Flambeau | Maurer Roofing | 1 |  | 625000 | 55 | 2 | Replace Roofing | 593091 | 62.4 | 1499 | 8000
2023 | 5757 | Flambeau | Maurer Roofing | 2 |  | 625000 | 54 | 1 | Replace Boiler | 130000 | 14.7 | 3289 | 6180
2023 | 5757 | Flambeau | Maurer Roofing | 2 |  | 625000 | 54 | 2 | Replace DX Cooling Unit | 25000 | 23.4 | 194 | 875
2023 | 5757 | Flambeau | Maurer Roofing | 2 |  | 625000 | 54 | 5 | Kitchen Equipment | 40000 | 21.4 | 1195 | 670
2023 | 5757 | Flambeau | Maurer Roofing | 2 |  | 625000 | 54 | 4 | Replace Exterior Doors | 68000 | 68.7 | 265 | 725
2023 | 5757 | Flambeau | Maurer Roofing | 2 |  | 625000 | 54 | 3 | Upgrade to LED Interior Lighting | 150000 | 53.9 | 1938 | 843
2023 | 5757 | Flambeau | Maurer Roofing | 1 |  | 625000 | 55 | 1 | Upgrade to LED Interior Lighting (including fee) | 31909 | 14.7 | 1202 | 966
2023 | 5757 | Flambeau | Maurer Roofing | 2 |  | 625000 | 54 | 6 | Replace Bathroom Fixtures | 90000 | 48.4 | 984 | 875
2023 | 1870 | Fontana J8 | McKinstry | 10 | 12 | 4031485 | 30 | 5 | Water Conservation | 34678 | 11 | 3052 | 96
2023 | 1870 | Fontana J8 | McKinstry | 10 | 12 | 4031485 | 30 | 4 | IT/Technology Upgrades | 572736 | 17.3 | 109 | 32963
2023 | 1870 | Fontana J8 | McKinstry | 10 | 12 | 4031485 | 30 | 3 | Electrical Upgrades | 369323 | 22.9 | 6609 | 9439 | 2197
2023 | 1870 | Fontana J8 | McKinstry | 10 | 12 | 4031485 | 30 | 1 | HVAC System upgrades | 1923587 | 32.5 | 1416 | 57496 | 7650
2023 | 1870 | Fontana J8 | McKinstry | 10 | 12 | 4031485 | 30 | 2 | Building Envelope Improvements | 1131161 | 16.5 | 1333 | 68740
2023 | 1939 | Frederic | CESA 10 | 5 | 7 | 1050000 | 55 | 11 | New efficient plumbing fixtures-elem | 9213.81 | 8.18 | 927 | 200 | 0
2023 | 1939 | Frederic | CESA 10 | 5 | 7 | 1050000 | 55 | 12 | CESA 10 fee (12%) | 124916.1 | 0 | 0 | 0 | 0
2023 | 1939 | Frederic | CESA 10 | 5 | 7 | 1050000 | 55 | 8 | More efficient windows - hs/ms | 16655.48 | 22.39 | 244 | 500 | 0
2023 | 1939 | Frederic | CESA 10 | 5 | 7 | 1050000 | 55 | 9 | More efficient kitchen booster heater - hs/ms | 23482 | 58.7 | 200 | 200 | 0
2023 | 1939 | Frederic | CESA 10 | 5 | 7 | 1050000 | 55 | 7 | Adding roof insulation - hs/ms | 438062.34 | 81.88 | 350 | 5000 | 0
2023 | 1939 | Frederic | CESA 10 | 5 | 7 | 1050000 | 55 | 10 | High efficiency DWH retrofit - hs/ms | 22207.3 | 85.74 | 59 | 200 | 0
2023 | 1939 | Frederic | CESA 10 | 5 | 7 | 1050000 | 55 | 5 | Digital controls upgrade-hs/ms | 278530.64 | 49.23 | 1878 | 3780 | 0
2023 | 1939 | Frederic | CESA 10 | 5 | 7 | 1050000 | 55 | 4 | Efficient gas heater upgrade - bus garage | 3886.3 | 3.72 | 546 | 500 | 0
2023 | 1939 | Frederic | CESA 10 | 5 | 7 | 1050000 | 55 | 3 | Condensing boiler upgrade - elementary | 116588.33 | 27.18 | 1319 | 2970 | 0
2023 | 1939 | Frederic | CESA 10 | 5 | 7 | 1050000 | 55 | 2 | Condensing boiler upgrade -hs/ms | 61070.1 | 25.08 | 545 | 1890 | 0
2023 | 1939 | Frederic | CESA 10 | 5 | 7 | 1050000 | 55 | 1 | VFD on pumps | 9671.28 | 11.99 | 1626 | 0 | 0
2023 | 1939 | Frederic | CESA 10 | 5 | 7 | 1050000 | 55 | 6 | More efficient lighting upgrades-hs/ms/elem | 61599.72 | 47.57 | 1057 | 238 | 0
2023 | 2044 | Geneva J4 | Nexus Solutions | 1 |  | 100000 | 40 | 3 | Plumbing Improvemens | 32776 | 13.3 | 186 | 2275 | 0
2023 | 2044 | Geneva J4 | NEXUS Solutions | 3 |  | 307480 | 40 | 6
2023 | 2044 | Geneva J4 | Nexus | 1 |  | 100000 | 40 | 2 | Building Envelope Upgrades | 98761 | 15.9 | 128 | 6103 | 0
2023 | 2044 | Geneva J4 | Nexus | 1 |  | 100000 | 40 | 3 | Plumbing Improvements | 32776 | 13.3 | 186 | 2275 | 0
2023 | 2044 | Geneva J4 | Nexus | 1 |  | 100000 | 40 | 1 | Environmental System Upgrades | 68463 | 10.4 | 129 | 6473 | 0
2023 | 2044 | Geneva J4 | NEXUS Solutions | 3 |  | 307480 | 40 | 5
2023 | 2044 | Geneva J4 | NEXUS Solutions | 3 |  | 307480 | 40 | 4
2023 | 2044 | Geneva J4 | NEXUS Solutions | 3 |  | 307480 | 40 | 3 | Lighting Upgrades | 79964 | 1.6 | 4109 | 44711 | 3250
2023 | 2044 | Geneva J4 | NEXUS Solutions | 3 |  | 307480 | 40 | 2 | Building Envelope Improvements | 11183 | .5 | 78 | 22422 | 0
2023 | 2044 | Geneva J4 | NEXUS Solutions | 3 |  | 307480 | 40 | 1 | Environmental Systems Upgrades | 216334 | 3.2 | 562 | 67925 | 0
2023 | 2044 | Geneva J4 | Nexus Solutions | 1 |  | 100000 | 40 | 2 | Building envelope improvements | 98761 | 15.9 | 128 | 6103 | 0
2023 | 2044 | Geneva J4 | Nexus Solutions | 1 |  | 100000 | 40 | 1 | Environmental Systems Upgrades | 68463 | 10.4 | 129 | 6473 | 0
2023 | 2051 | Genoa City J2 | McKinstry | 20 | 20 | 2476800 | 40 | 6 | Water Conversation - Elementary School | 33889 | 30.6 | 1039 | 68 | 0
2023 | 2051 | Genoa City J2 | McKinstry | 20 | 20 | 2476800 | 40 | 7 | Water Conversation - Middle School | 32639 | 19.4 | 1547 | 135 | 0
2023 | 2051 | Genoa City J2 | McKinstry | 20 | 20 | 2476800 | 40 | 5 | VAV Replacement/Zoning Upgrades - Middle School | 246390 | 19 | 325 | 12665 | 0
2023 | 2051 | Genoa City J2 | McKinstry | 20 | 20 | 2476800 | 40 | 4 | Mechanical System Upgrade - Elementary School | 1873681 | 18.4 | 5283 | 96311 | 0
2023 | 2051 | Genoa City J2 | McKinstry | 1 |  | 425000 | 50 | 1 | Lighting Upgrades | 301676 | 12.5 | 15774 | 2485 | 5842
2023 | 2051 | Genoa City J2 | McKinstry | 20 | 20 | 2476800 | 40 | 2 | LED Interior Lighting Upgrade - Middle School | 251029 | 22.4 | 9607 | 1613 | 0
2023 | 2051 | Genoa City J2 | McKinstry | 20 | 20 | 2476800 | 40 | 1 | Asbestos Abatement - Elementary School | 25000 | 0 | 0 | 0 | 0
2023 | 2051 | Genoa City J2 | McKinstry | 1 |  | 425000 | 50 | 3 | Energy Star Kitchen Upgrade | 44494 | 23 | 0 | 1871 | 0
2023 | 2051 | Genoa City J2 | McKinstry | 1 |  | 425000 | 50 | 2 | Building Automation Upgrades | 78155 | 37.2 | 0 | 2100 | 0
2023 | 2051 | Genoa City J2 | McKinstry | 20 | 20 | 2476800 | 40 | 3 | LED Interior Lighting Upgrade - Elementary School | 14172 | 11.3 | 1040 | 215 | 0
2023 | 2058 | Germantown | Trane | 10 | 10 | 6909936 | 50 | 1 | HVAC Renovations | 5134959 | 16.1 | 86036 | 233710
2023 | 2058 | Germantown | Trane | 10 | 10 | 6909936 | 50 | 2 | Lighting | 904079 | 13.4 | 42229 | 25375
2023 | 2058 | Germantown | Trane | 10 | 10 | 6909936 | 50 | 3 | Windows | 615518 | 24.8 | 4528 | 20248
2023 | 2058 | Germantown | Trane | 10 | 10 | 6909936 | 50 | 4 | Doors | 1068323 | 18.9 | 1146 | 55352
2023 | 2114 | Gibraltar Area | Johnson Controls Inc | 1 | 5 | 3000000 | 15 | 1 | Replace Roof, Heating and Cooling Systems clean and replace duct work as needed | 3000000 | 1167094 | 447042 | 720052 | 0
2023 | 2114 | Gibraltar Area | Johnson Controls Inc | 20 |  | 3000000 | 20 | 1 | FEMP Options A & B | 3000000 | 20 | 718298 | 448796
2023 | 2128 | Gillett | Honeywell Energy Services Group | 10 | 10 | 2726620 | 60 | 11 | S.2 Roof Replacement (Option 2) | 237410 | 205.6 | 655 | 500 | 0
2023 | 2128 | Gillett | Honeywell Energy Services Group | 10 | 10 | 2726620 | 60 | 4 | E.1 Refurbish/Replace Elevator Systems | 22610 | 4.5 | 0 | 5000 | 0
2023 | 2128 | Gillett | Honeywell Energy Services Group | 10 | 10 | 2726620 | 60 | 6 | M.1 Replace HW Boilers | 300065 | 48.7 | 1160 | 5000 | 0
2023 | 2128 | Gillett | Honeywell Energy Services Group | 10 | 10 | 2726620 | 60 | 12 | S.3 Replacement Playground Door | 36177 | 0 | 0 | 0 | 0
2023 | 2128 | Gillett | Honeywell Energy Services Group | 10 | 10 | 2726620 | 60 | 14 | M.1 Replace 1997 Hot Water Boilers | 425010 | 35.6 | 1945 | 10000 | 0
2023 | 2128 | Gillett | Honeywell Energy Services Group | 10 | 10 | 2726620 | 60 | 17 | S.2 Roof Replacement (Option 2) | 428628 | 205.2 | 1589 | 500 | 0
2023 | 2128 | Gillett | Honeywell Energy Services Group | 10 | 10 | 2726620 | 60 | 20 | PDC&B Project Development, Commissioning & Bonds | 129175 | 0 | 0 | 0 | 0
2023 | 2128 | Gillett | Honeywell Energy Services Group | 10 | 10 | 2726620 | 60 | 2 | TRS.1 Baseline Development | 10250 | 0 | 0 | 0 | 0
2023 | 2128 | Gillett | Honeywell Energy Services Group | 10 | 10 | 2726620 | 60 | 5 | L.1 Lighting/LED Upgrade | 45763 | 10.5 | 4089 | 250 | 0
2023 | 2128 | Gillett | Honeywell Energy Services Group | 10 | 10 | 2726620 | 60 | 15 | M.5 Replace A/C Condensing Unit - 35 Tons | 97979 | 13.1 | 0 | 7500 | 0
2023 | 2128 | Gillett | Honeywell Energy Services Group | 10 | 10 | 2726620 | 60 | 1 | O&M.3 Misc O&M Repairs (Contingency) | 70000 | 0 | 0 | 0 | 0
2023 | 2128 | Gillett | Honeywell Energy Services Group | 10 | 10 | 2726620 | 60 | 3 | TRS.2 Annual M&V Services | 10214 | 0 | 0 | 0 | 0
2023 | 2128 | Gillett | Honeywell Energy Services Group | 10 | 10 | 2726620 | 60 | 7 | M.2 Boilers Asbestos Allowance | 10000 | 0 | 0 | 0 | 0
2023 | 2128 | Gillett | Honeywell Energy Services Group | 10 | 10 | 2726620 | 60 | 8 | M.3 Office/ K Wing Heating System Improvements | 20698 | 0 | 0 | 0 | 0
2023 | 2128 | Gillett | Honeywell Energy Services Group | 10 | 10 | 2726620 | 60 | 10 | S.1 Roof Replacement (Option 1) | 237410 | 327.6 | 225 | 500 | 0
2023 | 2128 | Gillett | Honeywell Energy Services Group | 10 | 10 | 2726620 | 60 | 13 | L.1 Lighting/LED Upgrade | 76050 | 12.3 | 5914 | 250 | 0
2023 | 2128 | Gillett | Honeywell Energy Services Group | 10 | 10 | 2726620 | 60 | 16 | S.1 Roof Replacement (Option 1) | 442651 | 285.2 | 1052 | 500 | 0
2023 | 2128 | Gillett | Honeywell Energy Services Group | 10 | 10 | 2726620 | 60 | 18 | S.3 Roof Replacement (Option 3) Section 7 Only | 98560 | 66.7 | 978 | 500 | 0
2023 | 2128 | Gillett | Honeywell | 10 | 10 | 3579677 | 60 | 12 | L.1 Lightning Retrofit (Gillett MS/HS) | 293419 | 13.3 | 18781 | 0 | 0
2023 | 2128 | Gillett | Honeywell | 10 | 10 | 3579677 | 60 | 1 | TRS.1 Baseline development (Campus Wide) | 9333 | 0 | 0 | 0 | 0
2023 | 2128 | Gillett | Honeywell | 10 | 10 | 3579677 | 60 | 24 | Measurement & Verification (10 years) | 90920 | 0 | 0
2023 | 2128 | Gillett | Honeywell Energy Services Group | 10 | 10 | 2726620 | 60 | 9 | M.4 Office/ K Wing Asbestos Allowance | 5000 | 0 | 0 | 0 | 0
2023 | 2128 | Gillett | Honeywell Energy Services Group | 10 | 10 | 2726620 | 60 | 19 | S.5 District Office/ High School Door Entryway | 22610 | 0 | 0 | 0 | 0
2023 | 2128 | Gillett | Honeywell | 10 | 10 | 3579677 | 60 | 2 | TRS.2 Annual M&V and Preventative Maintenance Services (Campus Wide) | 9300 | 0 | 0 | 0 | 0
2023 | 2128 | Gillett | Honeywell | 10 | 10 | 3579677 | 60 | 3 | C.1 Energy Management and DDC - Base Project (Gillett Elementary) | 96512 | 13.4 | 6125 | 0 | 0
2023 | 2128 | Gillett | Honeywell | 10 | 10 | 3579677 | 60 | 4 | C.2 Vav Box Controls DDC Upgrade (Gillett Elementary) | 186508 | 69.2 | 2299 | 0 | 0
2023 | 2128 | Gillett | Honeywell | 10 | 10 | 3579677 | 60 | 5 | E.1 Variable Speed Drivers/Ventilation Control (Gillett Elementary) | 21211 | 9.7 | 1869 | 0 | 0
2023 | 2128 | Gillett | Honeywell | 10 | 10 | 3579677 | 60 | 6 | L.1 Lighting Retrofit (Gillett Elementary) | 180293 | 13.4 | 11513 | 0 | 0
2023 | 2128 | Gillett | Honeywell | 10 | 10 | 3579677 | 60 | 7 | S.1 Building Envelope/Air Leakage (Gillett Elementary) | 23774 | 10.2 | 1985 | 0 | 0
2023 | 2128 | Gillett | Honeywell | 10 | 10 | 3579677 | 60 | 8 | S.2 Secure ES Entrance (Gillett Elementary) | 67168 | 0 | 0 | 0 | 0
2023 | 2128 | Gillett | Honeywell | 10 | 10 | 3579677 | 60 | 9 | C.1 Energy Management And DDC -Base Project (Gillett MS/HS) | 138458 | 11.4 | 10301 | 0 | 0
2023 | 2128 | Gillett | Honeywell | 10 | 10 | 3579677 | 60 | 10 | C.2 Energy Management And DDC - Enhanced Scope (Gillett MS/HS) | 179993 | 313.4 | 489 | 0 | 0
2023 | 2128 | Gillett | Honeywell | 10 | 10 | 3579677 | 60 | 11 | E.1 Variable Speed Drivers/Ventilation Control (Gillett MS/HS) | 28281 | 5.5 | 4338 | 0 | 0
2023 | 2128 | Gillett | Honeywell | 10 | 10 | 3579677 | 60 | 13 | M.1 1961 Boiler Plant Replacement | 422099 | 300.6 | 1150
2023 | 2128 | Gillett | Honeywell | 10 | 10 | 3579677 | 60 | 14 | M.2 Original 1927 HS-Multi Zone FA Furnace | 776078 | 334.7 | 1936
2023 | 2128 | Gillett | Honeywell | 10 | 10 | 3579677 | 60 | 15 | M.3 Destratfication Fans | 11706 | 12.9 | 769
2023 | 2128 | Gillett | Honeywell | 10 | 10 | 3579677 | 60 | 16 | M.4 Replace DHW Tank with HE DHW Heater | 53027 | 320.9 | 142
2023 | 2128 | Gillett | Honeywell | 10 | 10 | 3579677 | 60 | 17 | P.1 Bathroom Remodel | 55016 | 0 | 0
2023 | 2128 | Gillett | Honeywell | 10 | 10 | 3579677 | 60 | 18 | S.1 Building Envelope/Air Leakage | 16130 | 9.4 | 1468
2023 | 2128 | Gillett | Honeywell | 10 | 10 | 3579677 | 60 | 19 | S.3 Replace 1995 Roof | 439736 | 106.3 | 3527
2023 | 2128 | Gillett | Honeywell | 10 | 10 | 3579677 | 60 | 20 | V.1 Replace 1961 Unit Ventilators (HS/MS) | 203216 | 0 | 0
2023 | 2128 | Gillett | Honeywell | 10 | 10 | 3579677 | 60 | 21 | V2a Refurbish 1961 AHU's with DDC (HS/MS) | 104481 | 0 | 0
2023 | 2128 | Gillett | Honeywell | 10 | 10 | 3579677 | 60 | 22 | V.2a Refurbish 1961 AHU's Asbestos Allowance (HS/MS) | 17589 | 0 | 0
2023 | 2128 | Gillett | Honeywell | 10 | 10 | 3579677 | 60 | 23 | PD&B Project Development Commissioning & Bonds | 155428 | 0 | 0
2023 | 2135 | Gilman | Hanson Masonry | 2 | 10 | 1432000 | 55 | 1 | EIFS Replacement add insulation/ foam core insulation | 1567393.59 | 42.57 | 11819.79 | 25000
2023 | 2184 | Glendale-River Hills | Various | 1 |  | 528000 | 100 | 2 | Parkway School gymnasium lighting replacement | 6855 | 5.5 | 200 | 979 | 360
2023 | 2184 | Glendale-River Hills | Various | 1 |  | 528000 | 100 | 1 | Parkway School main area lighting, boiler replacement and partial roofing replacement | 518101 | 5.8 | 11170 | 74014 | 19951
2023 | 2184 | Glendale-River Hills | Various | 1 |  | 528000 | 100 | 3 | Parkway School secondary lighting replacement | 3044 | 5.4 | 110 | 435 | 75
2023 | 2226 | Granton Area | CESA 10 | 1 |  | 235000 | 57 | 3 | Roofing - Science/Band Area | 34100 | 16.1 | 120 | 2000 | 0
2023 | 2226 | Granton Area | CESA 10 | 1 |  | 235000 | 57 | 2 | Roofing - Elementary | 37600 | 17.6 | 132 | 2000 | 0
2023 | 2226 | Granton Area | CESA 10 | 1 |  | 235000 | 57 | 4 | Bus Garage Lighting | 7200 | 10.2 | 517 | 143 | 0
2023 | 2226 | Granton Area | CESA 10 | 1 |  | 235000 | 57 | 1 | Classroom Lighting | 33608 | 14.1 | 1539 | 714 | 0
2023 | 2226 | Granton Area | CESA 10 | 1 |  | 235000 | 57 | 6 | New Boiler Plant | 120000 | 38.7 | 1021 | 2000 | 0
2023 | 2226 | Granton Area | CESA 10 | 1 |  | 235000 | 57 | 5 | Parking Lot Lighting | 2492 | 5.1 | 394 | 19 | 0
2023 | 2289 | Green Bay Area | McKinstry | 1 | 1 | 7058333.33 | 50 | 4 | Hazardous Material Abatement Allowance | 48960 | 0 | 0 | 0 | 0
2023 | 2289 | Green Bay Area | McKinstry | 1 | 1 | 15111979 | 60 | 9 | Asbestos Abatement Allowance | 194610 | 0 | 0 | 0 | 0
2023 | 2289 | Green Bay Area | McKinstry | 1 | 1 | 7058333.33 | 50 | 1 | Hazardous Material Abatement Allowance | 53040 | 0 | 0 | 0 | 0
2023 | 2289 | Green Bay Area | McKinstry | 1 | 1 | 7058333.33 | 50 | 3 | LED Lighting Upgrade | 258000 | 22.44 | 3057 | 8439 | 3060
2023 | 2289 | Green Bay Area | McKinstry | 1 | 1 | 15111979 | 60 | 10 | LED Projector Replacement | 1002863 | 23.2 | 1059 | 42156 | 0
2023 | 2289 | Green Bay Area | McKinstry | 1 | 1 | 7058333.33 | 50 | 2 | HVAC System Replacement | 3578000 | 30.49 | 298 | 117037 | 5400
2023 | 2289 | Green Bay Area | McKinstry | 1 |  | 2620504 | 60 | 2 | Lighting & Electrical System Improvements | 426213 | 47 | 2069 | 6971 | 1399
2023 | 2289 | Green Bay Area | McKinstry | 1 |  | 2620504 | 60 | 3 | Mechanical & Temperature Controls Upgrades | 1485074 | 74.1 | 1750 | 18287 | 0
2023 | 2289 | Green Bay Area | McKinstry | 1 |  | 2620504 | 60 | 4 | Plumbing System Upgrades | 132960 | 41.2 | 1056 | 2175 | 0
2023 | 2289 | Green Bay Area | McKinstry | 1 |  | 2620504 | 60 | 5 | Roofing & Thermal Moisture Protection System | 260893 | 52.8 | 672 | 4267 | 0
2023 | 2289 | Green Bay Area | McKinstry | 1 |  | 700000 | 60 | 1 | LED Projector Replacement | 700000 | 23.03 | 745 | 29645 | 0
2023 | 2289 | Green Bay Area | H&H Energy Services, Inc. | 1 |  | 500000 | 60 | 1 | Parking Lot Lighting Upgrade | 500000 | 34.7 | 4200 | 9912 | 9690
2023 | 2289 | Green Bay Area | McKinstry | 1 | 1 | 15111979 | 60 | 1 | HVAC System Upgrades | 6058057 | 32.5 | 1778 | 184515 | 1000
2023 | 2289 | Green Bay Area | McKinstry | 1 | 1 | 15111979 | 60 | 5 | HVAC System Upgrades | 1495350 | 31.3 | 2162 | 45545 | 900
2023 | 2289 | Green Bay Area | McKinstry | 1 |  | 2620504 | 60 | 1 | Window & Door Improvements | 315364 | 77.4 | 564 | 3508 | 0
2023 | 2289 | Green Bay Area | McKinstry | 3 | 3 | 6021449 | 60 | 4 | Mechanical & Temperature Controls Upgrades | 3300858 | 52.8 | 1111 | 61257 | 5000
2023 | 2289 | Green Bay Area | McKinstry | 3 | 3 | 6021449 | 60 | 3 | Window Improvements | 662429 | 45.8 | 2092 | 12382 | 0
2023 | 2289 | Green Bay Area | McKinstry | 3 | 3 | 6021449 | 60 | 2 | Window Improvements | 1102915 | 43.7 | 4645 | 20615 | 0
2023 | 2289 | Green Bay Area | McKinstry | 3 | 3 | 6021449 | 60 | 1 | Window Improvements | 955247 | 47.7 | 2282 | 17727 | 0
2023 | 2289 | Green Bay Area | McKinstry | 1 | 1 | 7058333.33 | 50 | 5 | HVAC System Replacement | 2819000 | 30.01 | 1722 | 92210 | 2700
2023 | 2289 | Green Bay Area | McKinstry | 1 | 1 | 15111979 | 60 | 2 | LED Lighting Upgrades | 451178 | 24.4 | 4501 | 13742 | 6960
2023 | 2289 | Green Bay Area | McKinstry | 1 | 1 | 15111979 | 60 | 3 | Boiler Plant Upgrades | 749610 | 31.7 | 613 | 22831 | 6000
2023 | 2289 | Green Bay Area | McKinstry | 1 | 1 | 15111979 | 60 | 4 | HVAC System Upgrades | 3353931 | 40.4 | 6892 | 76104 | 3900
2023 | 2289 | Green Bay Area | McKinstry | 1 | 1 | 15111979 | 60 | 6 | LED Lighting Upgrades | 109558 | 25.7 | 858 | 3337 | 1600
2023 | 2289 | Green Bay Area | McKinstry | 1 | 1 | 15111979 | 60 | 7 | Window Improvements | 488688 | 32.5 | 166 | 14884 | 0
2023 | 2289 | Green Bay Area | McKinstry | 1 | 1 | 15111979 | 60 | 8 | HVAC System Upgrades | 1208134 | 22.9 | 90 | 52652 | 2500
2023 | 2289 | Green Bay Area | McKinstry | 1 | 1 | 7058333.33 | 50 | 6 | LED Lighting Upgrade | 243000 | 23.03 | 2604 | 7949 | 2820
2023 | 2310 | Green Lake | CESA 10 | 10 |  | 100330 | 50 | 4 | CESA 10 Fee | 11542 | 0 | 0 | 0 | 0
2023 | 2310 | Green Lake | CESA 10 | 10 |  | 100330 | 50 | 3 | Bathroom Fixture Upgrade | 11450 | 24.2 | 114 | 300 | 0
2023 | 2310 | Green Lake | CESA 10 | 10 |  | 100330 | 50 | 2 | Domestic Hot Water Upgrade | 17750 | 32.8 | 238 | 250 | 0
2023 | 2310 | Green Lake | CESA 10 | 10 |  | 100330 | 50 | 1 | Office Window Replacement | 59588 | 10.8 | 73 | 5000 | 0
2023 | 2310 | Green Lake | McKinstry | 10 | 7 | 3800000 | 50 | 9 | Vending Machine Controls | 2521 | 3.6 | 517 | 119 | 240
2023 | 2310 | Green Lake | McKinstry | 10 | 7 | 3800000 | 50 | 10 | ADA Upfrades | 35869 | 19.2 | 178 | 1694 | 0
2023 | 2310 | Green Lake | McKinstry | 10 | 7 | 3800000 | 50 | 8 | Water Conservation | 22108 | 10.5 | 1067 | 1044 | 0
2023 | 2310 | Green Lake | McKinstry | 10 | 7 | 3800000 | 50 | 6 | Window/Entry Door Replacements | 290355 | 16.7 | 3685 | 13716 | 0
2023 | 2310 | Green Lake | McKinstry | 10 | 7 | 3800000 | 50 | 5 | Science Labs Remodel | 415537 | 20.9 | 245 | 19630 | 0
2023 | 2310 | Green Lake | McKinstry | 10 | 7 | 3800000 | 50 | 4 | Kitchen Remodel | 390612 | 20.9 | 197 | 18452 | 1750
2023 | 2310 | Green Lake | McKinstry | 10 | 7 | 3800000 | 50 | 3 | HVAC Upgrades | 764676 | 21.1 | 97 | 36123 | 0
2023 | 2310 | Green Lake | McKinstry | 10 | 7 | 3800000 | 50 | 2 | Exterior Lighting/Electrical Upgrades | 121767 | 17.6 | 1140 | 5752 | 475
2023 | 2310 | Green Lake | McKinstry | 10 | 7 | 3800000 | 50 | 1 | Roofing | 1501296 | 20.4 | 2520 | 70921 | 0
2023 | 2310 | Green Lake | McKinstry | 10 | 7 | 3800000 | 50 | 7 | Building Envelope Improvements | 53931 | 9.4 | 3195 | 2548 | 0
2023 | 2296 | Greendale | Energy Performance Lighting | 13.6 | 7 | 1195970 | 50 | 1 | Greendale High School - Interior LED Lighting Upgrades | 611223.32 | 15.6 | 33622 | 5485
2023 | 2296 | Greendale | Performance Services, Inc. | 9 | 9 | 3776981 | 25 | 4 | College Park Elementary School | 178775 | 7.9 | 1359 | 21075 | 1546
2023 | 2296 | Greendale | Energy Performance Lighting | 13.6 | 7 | 1195970 | 50 | 5 | Highland View Elementary School - Interior LED Lighting Upgrades | 139618.23 | 14 | 8275 | 1712
2023 | 2296 | Greendale | Energy Performance Lighting | 13.6 | 7 | 1195970 | 50 | 4 | College Park Elementary School - Interior LED Lighting Upgrades | 123130.67 | 11.6 | 8936 | 1638
2023 | 2296 | Greendale | Energy Performance Lighting | 13.6 | 7 | 1195970 | 50 | 3 | Canterbury Elementary School - Interior LED Lighting Upgrades | 92368.4 | 12.6 | 6190 | 1147
2023 | 2296 | Greendale | Energy Performance Lighting | 13.6 | 7 | 1195970 | 50 | 2 | Greendale Middle School - LED Lighting Upgrades | 334789.36 | 11.6 | 23713 | 5093
2023 | 2296 | Greendale | Performance Services, Inc. | 9 | 9 | 3776981 | 25 | 5 | Highland View Elementary School | 966774 | 7.53 | 4671 | 123085 | 5265
2023 | 2296 | Greendale | Performance Services, Inc. | 9 | 9 | 3776981 | 25 | 1 | Greendale High School | 429522 | 3.85 | 57739 | 50272 | 13987
2023 | 2296 | Greendale | Performance Services, Inc. | 9 | 9 | 3776981 | 25 | 2 | Greendale Middle School | 2264406 | 7.17 | 22499 | 291182 | 14160
2023 | 2296 | Greendale | Performance Services, Inc. | 9 | 9 | 3776981 | 25 | 3 | Canterbury Elementary School | 283930 | 7.04 | 2035 | 37974 | 2389
2023 | 2303 | Greenfield | Nexus Solutions | 20 | 20 | 12233364 | 40 | 5 | Heating Systems Enhancements | 1872261 | 11.8 | 12577 | 145616 | 0
2023 | 2303 | Greenfield | Nexus Solutions | 20 | 20 | 12233364 | 40 | 4 | Plumbing Improvements | 2598692 | 20.4 | 4780 | 122576 | 1050
2023 | 2303 | Greenfield | Nexus Solutions | 20 | 20 | 12233364 | 40 | 3 | Building Control System Modifications | 2313873 | 19.3 | 12667 | 106355 | 12000
2023 | 2303 | Greenfield | Nexus Solutions | 20 | 20 | 12233364 | 40 | 2 | Electrical Infrastructure Improvements | 2402784 | 9.3 | 69599 | 183645 | 35153
2023 | 2303 | Greenfield | Nexus Solutions | 20 | 20 | 12233364 | 40 | 1 | Building Envelope Improvements | 5602816 | 25.1 | 1700 | 221367 | 0
2023 | 2303 | Greenfield | Nexus Solutions | 20 | 20 | 12233364 | 40 | 6 | Ventilation Improvements | 2646111 | 23.8 | 23799 | 87312 | 2000
2023 | 2394 | Greenwood | CESA 10 | 4 | 4 | 232261 | 55 | 5 | Roof | 73013 | 191.1 | 272 | 110
2023 | 2394 | Greenwood | CESA 10 | 4 | 4 | 232261 | 55 | 6 | CESA Fee | 27750 | 0 | 0 | 0
2023 | 2394 | Greenwood | CESA 10 | 4 | 4 | 232261 | 55 | 1 | Lighting Project | 24640 | 5.1 | 2783.7 | 2027
2023 | 2394 | Greenwood | CESA 10 | 4 | 4 | 232261 | 55 | 2 | Boiler | 98699 | 37.5 | 1135 | 1497
2023 | 2394 | Greenwood | CESA 10 | 4 | 4 | 232261 | 55 | 3 | VFD | 5552 | 4.7 | 1082 | 100
2023 | 2394 | Greenwood | CESA 10 | 4 | 4 | 232261 | 55 | 4 | Door | 2607 | 63.6 | 16 | 25
2023 | 2443 | Hartford J1 | McKinstry Essention LLC | 10 | 10 | 5360400 | 25 | 3 | Lincoln Elementary School Mechanical Upgrades | 152791 | 25.75 | 13308 | 157259 | 171
2023 | 2443 | Hartford J1 | Performance Services Inc | 10 |  | 559114 | 25 | 4 | Rossman Elementary MEP | 190776 | 6.55 | 3675 | 25437
2023 | 2443 | Hartford J1 | Performance Services Inc | 10 |  | 559114 | 25 | 3 | ELC Lighting | 16448 | 5.31 | 905 | 2193
2023 | 2443 | Hartford J1 | Performance Services Inc | 10 |  | 559114 | 25 | 2 | District Office Lighting | 64845 | 5.31 | 3566 | 8646
2023 | 2443 | Hartford J1 | Performance Services Inc | 10 |  | 559114 | 25 | 1 | Lincoln Elementary MEP | 54182 | 5.45 | 2709 | 7224
2023 | 2443 | Hartford J1 | Performance Services Inc | 10 |  | 478000 | 25 | 2 | District Office HVAC | 327500 | 6.7 | 2200 | 46786 | 990
2023 | 2443 | Hartford J1 | Performance Services Inc | 10 |  | 478000 | 25 | 1 | Lincoln Elementary HVAC | 150500 | 6 | 2500 | 21500 | 6000
2023 | 2443 | Hartford J1 | Performance Services Inc | 10 |  | 559114 | 25 | 5 | Central Middle School MEP + Roofing | 232863 | 8.41 | 3297 | 24382
2023 | 2443 | Hartford J1 | McKinstry Essention LLC | 10 | 10 | 5360400 | 25 | 2 | Rossman Elementary School Mechanical Upgrades | 2844662 | 18.8 | 193271 | 4059500 | 7038
2023 | 2443 | Hartford J1 | McKinstry Essention LLC | 10 | 10 | 5360400 | 25 | 1 | Central Middle School Mechanical Upgrades | 2362947 | 18.9 | 145874 | 3372079 | 19960
2023 | 2436 | Hartford UHS | H&H Energy Services | 3 | 3 | 1398850 | 60 | 2 | Controls and Technology Upgrade | 543135 | 19 | 22172 | 6658 | 0
2023 | 2436 | Hartford UHS | H&H Energy Services | 3 | 3 | 1398850 | 60 | 1 | HVAC Upgrades | 799863 | 23 | 5606 | 29689 | 0
2023 | 2436 | Hartford UHS | H&H Energy Services | 3 | 3 | 1398850 | 60 | 3 | Lighting Upgrade | 55852 | 12 | 4070 | 730 | 0
2023 | 2460 | Hartland-Lakeside J3 | H&H ENERGY SERVICES, INC. | 10 | 7 | 2330406 | 60 | 5 | KITCHEN EXHAUST | 11752 | 28 | 419 | 0 | 0
2023 | 2460 | Hartland-Lakeside J3 | H&H ENERGY SERVICES, INC. | 10 | 7 | 2330406 | 60 | 6 | ROOFING UPGRADE | 1274193 | 301.9 | 1221 | 3000 | 0
2023 | 2460 | Hartland-Lakeside J3 | H&H ENERGY SERVICES, INC. | 10 | 7 | 2330406 | 60 | 7 | TECHONOLOGY AND SAFETY UPGRADES | 470168 | 6.5 | 1151 | 71500 | 0
2023 | 2460 | Hartland-Lakeside J3 | H&H ENERGY SERVICES, INC. | 10 | 7 | 2330406 | 60 | 4 | INDOOR LIGHTING | 354101 | 24.4 | 13466 | 1061 | 0
2023 | 2460 | Hartland-Lakeside J3 | H&H ENERGY SERVICES, INC. | 10 | 7 | 2330406 | 60 | 3 | OUTDOOR LIGHTING | 109313 | 22.6 | 2928 | 1911 | 0
2023 | 2460 | Hartland-Lakeside J3 | H&H ENERGY SERVICES, INC. | 10 | 7 | 2330406 | 60 | 2 | BUILDING ENVELOPES | 104286 | 13.7 | 7615 | 0 | 0
2023 | 2460 | Hartland-Lakeside J3 | H&H ENERGY SERVICES, INC. | 10 | 7 | 2330406 | 60 | 1 | EC MOTORS ON EVAP UNITS | 6593 | 8.4 | 784 | 0 | 0
2023 | 2460 | Hartland-Lakeside J3 | H&H Energy Services, Inc. | 3 | 3 | 1956338.89 | 60 | 1 | HVAC Upgrades | 1132617.25 | 88.6 | 12420.75 | 0 | 31563.75
2023 | 2460 | Hartland-Lakeside J3 | H&H Energy Services, Inc. | 3 | 3 | 1956338.89 | 60 | 2 | Plumbing Upgrades | 102965.2 | 21.3 | 4838.39 | 0 | 0
2023 | 2460 | Hartland-Lakeside J3 | H&H Energy Services, Inc. | 3 | 3 | 1956338.89 | 60 | 3 | Electrical Upgrades | 720756.44 | 39.7 | 12920.33 | 4093 | 45425
2023 | 2478 | Hayward Community | Trane | 8 | 7 | 7944182 | 50 | 2 | Mechanical Upgrades | 6243277 | 7.61 | 19372 | 23784 | 0
2023 | 2478 | Hayward Community | Trane | 8 | 7 | 7944182 | 50 | 3 | DDC Controls Upgrade | 767266 | 15.46 | 43957 | 5679 | 0
2023 | 2478 | Hayward Community | Trane | 8 | 7 | 7944182 | 50 | 1 | Roofing Replacement | 911639 | 6.59 | 12222 | 12114 | 0
2023 | 2478 | Hayward Community | Trane | 8 | 7 | 7944182 | 50 | 4 | M&V | 22000 | 0 | 0 | 0 | 0
2023 | 2541 | Hillsboro | McKinstry | 10 | 10 | 2464913 | 75 | 1 | Building Envelope Upgrade | 19733 | 16 | 1649 | 0 | 0
2023 | 2541 | Hillsboro | McKinstry | 10 | 10 | 2464913 | 75 | 4 | Roofing Upgrades | 921732 | 30 | 142 | 0 | 0
2023 | 2541 | Hillsboro | McKinstry | 10 |  | 2464913 | 75 | 5 | Building Envelope Upgrades - HS | 16747 | 16.4 | 1021 | 0 | 0
2023 | 2541 | Hillsboro | McKinstry | 10 |  | 2464913 | 75 | 4 | Roofing Upgrades | 921732 | 30.3 | 86 | 30300 | 0
2023 | 2541 | Hillsboro | McKinstry | 10 |  | 2464913 | 75 | 2 | Electrical Upgrades | 75028 | 29.1 | 0 | 2580 | 0
2023 | 2541 | Hillsboro | McKinstry | 10 | 10 | 2464913 | 75 | 6 | Window/Door Upgrades | 78443 | 69 | 177 | 950 | 0
2023 | 2541 | Hillsboro | McKinstry | 10 |  | 2464913 | 75 | 8 | Vending Misers | 3801 | 3.8 | 711 | 0 | 300
2023 | 2541 | Hillsboro | McKinstry | 10 |  | 2464913 | 75 | 7 | Window/Door Upgrades | 78443 | 69 | 179 | 950 | 0
2023 | 2541 | Hillsboro | McKinstry | 10 |  | 2464913 | 75 | 3 | HVAC Upgrades/Controls | 1138860 | 28.7 | 0 | 36200 | 3500
2023 | 2541 | Hillsboro | McKinstry | 10 | 10 | 2464913 | 75 | 5 | Technology/Network Upgrades | 227316 | 18 | 0 | 12500 | 0
2023 | 2541 | Hillsboro | McKinstry | 10 |  | 2464913 | 75 | 6 | Technology/Network Upgrades | 227316 | 18.2 | 0 | 12500 | 0
2023 | 2541 | Hillsboro | McKinstry | 10 | 10 | 2464913 | 75 | 7 | Vending Misers | 3801 | 5 | 781 | 0 | 0
2023 | 2541 | Hillsboro | McKinstry | 10 | 10 | 2464913 | 75 | 2 | Electrical Upgrades | 75028 | 29 | 0 | 2580 | 0
2023 | 2541 | Hillsboro | McKinstry | 10 | 10 | 2464913 | 75 | 3 | HVAC Upgrades/Controls | 1138860 | 31 | 0 | 36200 | 0
2023 | 2541 | Hillsboro | McKinstry | 10 |  | 2464913 | 75 | 1 | Building Envelope Upgrades | 2986 | 15.4 | 194 | 0 | 0
2023 | 2695 | Janesville | Unesco Corp | 10 | 10 | 16459449 | 50 | 6 | Edison MS - Gym and Kitchen HVAC Upgrades | 1091611 | 42 | 3105 | 0 | 22884
2023 | 2695 | Janesville | Unesco Corp | 10 | 10 | 16459449 | 50 | 9 | Franklin MS - Steam Trap Repair/Replacement - All Traps | 85055 | 38.2 | 2224 | 0 | 0
2023 | 2695 | Janesville | Unesco Corp | 10 | 10 | 16459449 | 50 | 4 | Edison MS - Valve, Pipe, and Accessory Fittings Insulation | 14100 | 13.4 | 1054 | 0 | 0
2023 | 2695 | Janesville | Unesco Corp | 10 | 10 | 16459449 | 50 | 3 | Edison MS - Lighting Retrofit w/Some Fixture Replacement & Controls | 483038 | 17.4 | 26185 | 1500 | 0
2023 | 2695 | Janesville | Unesco Corp | 10 | 10 | 16459449 | 50 | 2 | Edison MS - Pneumatic/Electric Control System Improvements | 82894 | 22.7 | 2949 | 700 | 0
2023 | 2695 | Janesville | Unesco Corp | 10 | 10 | 16459449 | 50 | 1 | Edison MS - Energy Management and DDC | 475306 | 17.2 | 24071 | 3600 | 0
2023 | 2695 | Janesville | UNESCO, INC. | 1 |  | 1600000 | 60 | 10 | EXTERIOR LIGHTING UPGRADE TO LED - CRAIG | 85000 | 12.6 | 6145 | 615 | 6760
2023 | 2695 | Janesville | UNESCO, INC. | 1 |  | 1600000 | 60 | 9 | EXTERIOR LIGHTING UPGRADE TO LED - VAN BUREN | 25000 | 17.4 | 1304 | 130 | 1435
2023 | 2695 | Janesville | UNESCO, INC. | 1 |  | 1600000 | 60 | 8 | SWIMMING POOL CONTROLS UPGRADES - CRAIG, PARKER | 150000 | 23.1 | 3494 | 3000 | 6494
2023 | 2695 | Janesville | UNESCO, INC. | 1 |  | 1600000 | 60 | 7 | SWIMMING POOL CONTROLS UPGRADES - EDISON, FRANKLIN, MARSHALL | 225000 | 22.6 | 5464 | 4500 | 9964
2023 | 2695 | Janesville | UNESCO, INC. | 1 |  | 1600000 | 60 | 6 | INTERIOR LIGHTING UPGRADE TO LED - ADAMS | 250000 | 24.2 | 9399 | 940 | 10338
2023 | 2695 | Janesville | UNESCO, INC. | 1 |  | 1600000 | 60 | 5 | INTERIOR LIGHTING UPGRADE TO LED - WASHINGTON | 250000 | 12.2 | 18683 | 1868 | 20551
2023 | 2695 | Janesville | UNESCO, INC. | 1 |  | 1600000 | 60 | 4 | DDC CONTROLS UPGRADE - LINCOLN | 50000 | 19.6 | 2246 | 300 | 2546
2023 | 2695 | Janesville | UNESCO, INC. | 1 |  | 1600000 | 60 | 3 | EXIT DOOR REPLACEMENT - WASHINGTON, EDISON | 50000 | 56.1 | 491 | 400 | 891
2023 | 2695 | Janesville | UNESCO, INC. | 1 |  | 1600000 | 60 | 2 | TUCK POINTING AND CAULKING - ESC, WASHINGTON | 30000 | 39.5 | 259 | 500 | 759
2023 | 2695 | Janesville | UNESCO, INC. | 1 |  | 1600000 | 60 | 1 | ROOF REPLACEMENTS - PARKER, CRAIG | 485000 | 231.9 | 1091 | 1000 | 2091
2023 | 2695 | Janesville | Unesco Corp | 10 | 10 | 16459449 | 50 | 13 | Washington ES - Boiler Plant Replacement | 702042 | 10.9 | 1766 | 1000 | 61600
2023 | 2695 | Janesville | Unesco Corp | 10 | 10 | 16459449 | 50 | 12 | Washington ES - Steam Trap Repair/Replacement - All Traps | 63791 | 28.7 | 2219 | 0 | 0
2023 | 2695 | Janesville | Unesco Corp | 10 | 10 | 16459449 | 50 | 11 | Washington ES - Valve, Pipe, and Accessory Fittings Insulation | 24334 | 23 | 1058 | 0 | 0
2023 | 2695 | Janesville | Unesco Corp | 10 | 10 | 16459449 | 50 | 10 | Franklin MS - Boiler Plant Replacement | 703862 | 9.8 | 7665 | 2000 | 61900
2023 | 2695 | Janesville | Unesco Corp | 10 | 10 | 16459449 | 50 | 7 | Franklin MS - Lighting Retrofit w/Some Fixture Replacement & Controls | 433233 | 11.3 | 32996 | 5300 | 0
2023 | 2695 | Janesville | Unesco Corp | 10 | 10 | 16459449 | 50 | 8 | Franklin MS - Valve, Pipe, and Accessory Fittings Insulation | 10348 | 16.5 | 628 | 0 | 0
2023 | 2695 | Janesville | Unesco Corp | 10 | 10 | 16459449 | 50 | 5 | Edison MS - HVAC Systems Upgrade | 12289836 | 41.1 | 2921 | 8300 | 287846
2023 | 2702 | Jefferson | McKinstry | 20 | 20 | 3983465 | 50 | 4 | IT Endpoints | 19810.99 | 10.2 | 0 | 5000 | 0
2023 | 2702 | Jefferson | McKinstry | 20 | 20 | 3983465 | 50 | 1 | Building Envelope | 29585.49 | 26 | 2937 | 0 | 0
2023 | 2702 | Jefferson | McKinstry | 20 | 20 | 3983465 | 50 | 6 | IT VOIP Phone System Upgrade | 149582.52 | 25.7 | 0 | 15000 | 0
2023 | 2702 | Jefferson | McKinstry | 20 | 20 | 3983465 | 50 | 2 | Mechanical and Controls Upgrade | 524166.67 | 18.5 | 24700 | 47443 | 12615
2023 | 2702 | Jefferson | McKinstry | 20 | 20 | 3983465 | 50 | 5 | IT Network Infrastructure Upgrades | 344133.47 | 22.2 | 0 | 40000 | 0
2023 | 2702 | Jefferson | McKinstry | 20 | 20 | 3983465 | 50 | 3 | Roofing Improvements | 459570.86 | 27.4 | 1633 | 41533 | 0
2023 | 2702 | Jefferson | McKinstry | 20 | 20 | 3983465 | 50 | 7 | HVAC Hot Water System Treatment | 19347.92 | 2.4 | 0 | 20800 | 0
2023 | 2702 | Jefferson | McKinstry | 20 | 20 | 3983465 | 50 | 6 | IT VOIP Phone System Upgrade | 149582.52 | 25.7 | 0 | 15000 | 0
2023 | 2702 | Jefferson | McKinstry | 20 | 20 | 3983465 | 50 | 5 | IT Network Infrastructure Upgrade | 344133.47 | 22.2 | 0 | 40000 | 0
2023 | 2702 | Jefferson | McKinstry | 20 | 20 | 3983465 | 50 | 4 | IT Endpoints | 19810.99 | 10.2 | 0 | 5000 | 0
2023 | 2702 | Jefferson | McKinstry | 20 | 20 | 3983465 | 50 | 3 | Roofing Improvements | 459570.86 | 27.4 | 1633 | 41533 | 0
2023 | 2702 | Jefferson | McKinstry | 20 | 20 | 3983465 | 50 | 2 | Mechanical and Controls Upgrades | 524166.67 | 18.5 | 24700 | 47443 | 12615
2023 | 2702 | Jefferson | McKinstry | 20 | 20 | 3983465 | 50 | 1 | Building Envelope | 29585.49 | 26 | 2937 | 0 | 0
2023 | 2702 | Jefferson | McKinstry | 20 | 20 | 3983465 | 50 | 7 | HVAC Hot Water System Treatment | 19347.92 | 2.4 | 0 | 20800 | 0
2023 | 2702 | Jefferson | McKinstry | 20 | 20 | 3983465 | 50 | 6 | IT VOIP Phone System Upgrade | 149582.52 | 25.7 | 0 | 15000 | 0
2023 | 2702 | Jefferson | McKinstry | 20 | 20 | 3983465 | 50 | 5 | IT Network Infrastructure Upgrade | 344133.47 | 22.2 | 0 | 40000 | 0
2023 | 2702 | Jefferson | McKinstry | 20 | 20 | 3983465 | 50 | 4 | IT Endpoints | 19810.99 | 10.2 | 0 | 5000 | 0
2023 | 2702 | Jefferson | McKinstry | 20 | 20 | 3983465 | 50 | 3 | Roofing Improvements | 459570.86 | 27.4 | 1633 | 41533 | 0
2023 | 2702 | Jefferson | McKinstry | 20 | 20 | 3983465 | 50 | 7 | HVAC Hot Water System Treatment | 19347.92 | 2.4 | 0 | 20800 | 0
2023 | 2702 | Jefferson | McKinstry | 20 | 20 | 3983465 | 50 | 1 | Building Envelope | 29585.49 | 26 | 2937 | 0 | 0
2023 | 2702 | Jefferson | McKinstry | 20 | 20 | 3983465 | 50 | 2 | Mechanical and Controls Upgrades | 524166.67 | 18.5 | 24700 | 47443 | 12615
2023 | 2758 | Kaukauna Area | HONEYWELL ESG | 2 | 5 | 3720203 | 50 | 4 | Lighting system improvements | 419297 | 10.9 | 39965
2023 | 2758 | Kaukauna Area | UNESCO | 10 | 10 | 22799998.7 | 50 | 4 | Install hand dryers | 448870 | 35 | 0 | 12700 | 0
2023 | 2758 | Kaukauna Area | HONEYWELL ESG | 2 | 5 | 3720203 | 50 | 3 | Variable speed drives | 186119 | 9.8 | 18039
2023 | 2758 | Kaukauna Area | HONEYWELL ESG | 2 | 5 | 3720203 | 50 | 5 | Steam trap repair and replace | 80651 | 10.7 | 4045 | 3001
2023 | 2758 | Kaukauna Area | HONEYWELL ESG | 2 | 5 | 3720203 | 50 | 6 | Plumbing efficiencies | 164092 | 6 | 27287
2023 | 2758 | Kaukauna Area | HONEYWELL ESG | 2 | 5 | 3720203 | 50 | 7 | Building envelope air leakage | 182307 | 10.6 | 16594
2023 | 2758 | Kaukauna Area | HONEYWELL ESG | 2 | 5 | 3720203 | 50 | 8 | Boiler replacement and improvements | 1868257 | 99 | 25000
2023 | 2758 | Kaukauna Area | HONEYWELL ESG | 2 | 5 | 3720203 | 50 | 9 | Window replacement | 144510 | 99 | 0
2023 | 2758 | Kaukauna Area | UNESCO | 10 | 10 | 22799998.7 | 50 | 5 | Kitchen equipment update/upgrade | 589266 | 125 | 1830 | 530 | 0
2023 | 2758 | Kaukauna Area | UNESCO | 10 | 10 | 22799998.7 | 50 | 6 | Lighting updates/upgrades | 868170 | 47 | 16500 | 1775 | 0
2023 | 2758 | Kaukauna Area | UNESCO | 10 | 10 | 22799998.7 | 50 | 7 | Roof replacements | 7743501 | 11 | 9350 | 22950 | 696600
2023 | 2758 | Kaukauna Area | UNESCO | 10 | 10 | 22799998.7 | 50 | 8 | Add skylights | 547581 | 212 | 2575 | 0 | 0
2023 | 2758 | Kaukauna Area | UNESCO | 2 | 10 | 28001894 | 60 | 1 | LED light installation | 848475 | 37.7 | 20295 | 2200
2023 | 2758 | Kaukauna Area | UNESCO | 2 | 10 | 28001894 | 60 | 2 | Demand controlled kitchen exhaust fan | 204035 | 9.6 | 1205 | 0
2023 | 2758 | Kaukauna Area | UNESCO | 2 | 10 | 28001894 | 60 | 3 | Touch-less hand dryers | 195116 | 169.3 | 0 | 4750
2023 | 2758 | Kaukauna Area | UNESCO | 2 | 10 | 28001894 | 60 | 4 | Kitchen infrastructure upgrade | 168357 | 543.1 | 260 | 50
2023 | 2758 | Kaukauna Area | UNESCO | 2 | 10 | 28001894 | 60 | 5 | High priority roof replacements | 1903215 | 10.6 | 2145 | 6875 | 170700
2023 | 2758 | Kaukauna Area | UNESCO | 2 | 10 | 28001894 | 60 | 6 | Flatten folded roof | 629945 | 10.8 | 2010 | 0 | 56500
2023 | 2758 | Kaukauna Area | UNESCO | 2 | 10 | 28001894 | 60 | 7 | Window replacement | 584232 | 10.5 | 3475 | 0 | 52400
2023 | 2758 | Kaukauna Area | UNESCO | 2 | 10 | 28001894 | 60 | 8 | Exterior door replacement | 55190 | 380.6 | 95 | 50
2023 | 2758 | Kaukauna Area | UNESCO | 2 | 10 | 28001894 | 60 | 9 | Upgrade chimney | 61545 | 205.2 | 0 | 300
2023 | 2758 | Kaukauna Area | UNESCO | 2 | 10 | 28001894 | 60 | 10 | Add skylights | 95662 | 251.7 | 380 | 0
2023 | 2758 | Kaukauna Area | UNESCO | 2 | 10 | 28001894 | 60 | 11 | HVAC system | 23081521 | 55 | 9465 | 24290 | 390362
2023 | 2758 | Kaukauna Area | UNESCO | 2 | 10 | 28001894 | 60 | 12 | Woodshop dust collector | 53071 | 53.1 | 1000 | 0
2023 | 2758 | Kaukauna Area | UNESCO | 2 | 10 | 28001894 | 60 | 13 | Saltless water softener | 52848 | 17.6 | 0 | 3000
2023 | 2758 | Kaukauna Area | UNESCO | 2 | 10 | 28001894 | 60 | 14 | Misc | 55747 | 22.3 | 0 | 2500
2023 | 2758 | Kaukauna Area | UNESCO | 10 | 10 | 22799998.7 | 50 | 1 | Replace exterior doors | 393734 | 948 | 315 | 100 | 0
2023 | 2758 | Kaukauna Area | UNESCO | 10 | 10 | 22799998.7 | 50 | 2 | Replace dust collector - KHS | 52913 | 35 | 1500 | 0 | 0
2023 | 2758 | Kaukauna Area | UNESCO | 10 | 10 | 22799998.7 | 50 | 3 | Heating/Ventilating updates/upgrades | 12155963 | 194 | 33450 | 26450
2023 | 2758 | Kaukauna Area | HONEYWELL ESG | 2 | 5 | 3720203 | 50 | 1 | Vending machine controls | 8728 | 6.3 | 1287
2023 | 2793 | Kenosha | Nexus Solutions | 20 | 20 | 22768357 | 40 | 6 | Roofing Replacement & Repairs | 1084924 | 13.8 | 725 | 78063 | 0
2023 | 2793 | Kenosha | Nexus Solutions | 20 | 20 | 22768357 | 40 | 7 | New Vestibules and Secure Entrances | 844703 | 7 | 343 | 119930 | 0
2023 | 2793 | Kenosha | Nexus | 20 | 20 | 28495000 | 50 | 1 | Bullen Middle School - Building Envelope Improvements | 4740346 | 16.7 | 10699 | 273929 | 0
2023 | 2793 | Kenosha | Nexus | 20 | 20 | 28495000 | 50 | 2 | Bullen Middle School - Electrical Infrastructure Improvements | 1242950 | 9.1 | 28156 | 106417 | 14790
2023 | 2793 | Kenosha | Nexus | 20 | 20 | 28495000 | 50 | 3 | Bullen Middle School - Environmental System Upgrades | 9484777 | 16.2 | 9353 | 575715 | 20470
2023 | 2793 | Kenosha | Nexus | 20 | 20 | 28495000 | 50 | 4 | Bullen Middle School - Plumbing Improvements | 866304 | 13.4 | 1502 | 63281 | 400
2023 | 2793 | Kenosha | Nexus | 20 | 20 | 28495000 | 50 | 5 | Lance Middle School - Building Envelope Improvements | 5554696 | 17.3 | 9440 | 311583 | 0
2023 | 2793 | Kenosha | Nexus | 20 | 20 | 28495000 | 50 | 6 | Lance Middle School - Electrical Infrastructure Improvements | 2289689 | 12.8 | 33806 | 144198 | 14500
2023 | 2793 | Kenosha | Nexus | 20 | 20 | 28495000 | 50 | 7 | Lance Middle School - Environmental System Upgrades | 9814462 | 15.2 | 11888 | 634381 | 20470
2023 | 2793 | Kenosha | Nexus | 20 | 20 | 28495000 | 50 | 8 | Lance Middle School - Plumbing Improvements | 1099814 | 13.6 | 1505 | 79327 | 400
2023 | 2793 | Kenosha | Performance Services, Inc. | 10 | 20 | 16908008 | 25 | 7 | Jeffery Elementary School | 1139833.5 | 9.53 | 10454.38 | 106537 | 24802
2023 | 2793 | Kenosha | Performance Services, Inc. | 10 | 20 | 16908008 | 25 | 1 | Bose Elementary School | 2318839.76 | 9.44 | 26683.67 | 216024 | 26578
2023 | 2793 | Kenosha | Performance Services, Inc. | 10 | 20 | 16908008 | 25 | 2 | Forest Park Elementary School | 4179133.16 | 10.01 | 22634.37 | 392027 | 26685
2023 | 2793 | Kenosha | Performance Services, Inc. | 10 | 20 | 16908008 | 25 | 3 | Grant Elementary School | 2644576.17 | 10.19 | 12446.18 | 244773 | 24267
2023 | 2793 | Kenosha | Performance Services, Inc. | 10 | 20 | 16908008 | 25 | 4 | Grewenow Elementary School | 1363797.96 | 10.31 | 11110.04 | 119844 | 13306
2023 | 2793 | Kenosha | Performance Services, Inc. | 10 | 20 | 16908008 | 25 | 5 | Harvey Elementary School | 2502299.07 | 10.34 | 18981.21 | 220839 | 22325
2023 | 2793 | Kenosha | Performance Services, Inc. | 10 | 20 | 16908008 | 25 | 6 | Jefferson Elementary School | 2250193.3 | 10.11 | 12251.43 | 208212 | 20662
2023 | 2793 | Kenosha | Performance Services, Inc. | 10 | 20 | 16908008 | 25 | 8 | Roosevelt Elementary School | 4047208.73 | 10.76 | 9402.24 | 363959 | 30430
2023 | 2793 | Kenosha | Performance Services, Inc. | 10 | 20 | 16908008 | 25 | 9 | Vernon Elementary School | 4998346.86 | 10.17 | 21457.34 | 465684 | 44048
2023 | 2793 | Kenosha | Nexus Solutions | 20 | 20 | 22768357 | 40 | 1 | HVAC & Control Replacement | 16730339 | 21.6 | 20694 | 750076 | 45000
2023 | 2793 | Kenosha | Nexus Solutions | 20 | 20 | 22768357 | 40 | 2 | Lighting & Ceiling Replacement | 3658241 | 16.9 | 42683 | 172761 | 7500
2023 | 2793 | Kenosha | Nexus Solutions | 20 | 20 | 22768357 | 40 | 3 | Window & Door Replacement | 3577742 | 26.6 | 2031 | 132506 | 0
2023 | 2793 | Kenosha | Nexus Solutions | 20 | 20 | 22768357 | 40 | 5 | Plumbing System Modifications | 3725506 | 18.6 | 3413 | 196407 | 0
2023 | 2793 | Kenosha | McKinstry | 20 | 20 | 23726640 | 50 | 1 | Exterior Envelope Upgrades/Additions | 3816939 | 19.72 | 650 | 192899 | 728
2023 | 2793 | Kenosha | McKinstry | 20 | 20 | 23726640 | 50 | 2 | HVAC/Controls/Electrical/Fire Alarm Upgrades | 17043112 | 18.78 | 30295 | 875969 | 28000
2023 | 2793 | Kenosha | McKinstry | 20 | 20 | 23726640 | 50 | 3 | Lighting & Ceiling Improvements | 3350291 | 15.55 | 30915 | 184496 | 0
2023 | 2793 | Kenosha | McKinstry | 20 | 20 | 23726640 | 50 | 4 | Roofing Upgrades | 1918939 | 19.31 | 1683 | 97671 | 0
2023 | 2793 | Kenosha | McKinstry | 20 | 20 | 23726640 | 50 | 5 | Water Conservation | 2897105 | 19.62 | 960 | 146708 | 0
2023 | 2793 | Kenosha | McKinstry | 20 | 20 | 23726640 | 50 | 6 | Windows/Exterior Door Replacements | 4483646 | 19.62 | 1364 | 227197 | 0
2023 | 2793 | Kenosha | Nexus Solutions | 20 | 20 | 22768357 | 40 | 4 | Electrical System Modifications | 2535162 | 16.6 | 73 | 152916 | 0
2023 | 5960 | Kickapoo Area | Trane U.S. Inc. | 10 | 13 | 4500000 | 50 | 2 | Lighting | 711844 | 141.1 | 3444 | 2007 | 16355
2023 | 5960 | Kickapoo Area | Trane U.S. Inc. | 10 | 13 | 4500000 | 50 | 3 | Vestibule | 193738 | 34.8 | 2307 | 3832
2023 | 5960 | Kickapoo Area | Trane U.S. Inc. | 10 | 13 | 4500000 | 50 | 1 | HVAC Renovation | 3517326 | 32.9 | 32680 | 83925 | 47890
2023 | 5960 | Kickapoo Area | Trane U.S. Inc. | 10 | 13 | 4500000 | 50 | 4 | Window Replacement | 60989 | 17.2 | 2375 | 1525
2023 | 5960 | Kickapoo Area | Trane U.S. Inc. | 10 | 13 | 4500000 | 50 | 5 | Building Envelope | 16103 | 23.3 | 528 | 235
2023 | 2835 | Kimberly Area | McKinstry | 10 | 10 | 3900000 | 50 | 6 | LED Lighting Upgrades Woodland | 34134 | 8 | 2165 | 1755 | 2920
2023 | 2835 | Kimberly Area | McKinstry | 10 | 10 | 3900000 | 50 | 7 | LED Lighting Upgrades Papermaker Stadium | 202296 | 18.7 | 343 | 10398 | 1320
2023 | 2835 | Kimberly Area | McKinstry | 10 | 10 | 3900000 | 50 | 8 | Photovoltaic System Kimberly High | 928572 | 14.2 | 17509 | 27730
2023 | 2835 | Kimberly Area | McKinstry | 10 | 10 | 3900000 | 50 | 9 | Roofing Improvements Janssen | 302051 | 18.4 | 799 | 15526 | 1300
2023 | 2835 | Kimberly Area | McKinstry | 10 | 10 | 3900000 | 50 | 10 | Roofing Improvements Mapleview | 210123 | 18.4 | 628 | 10801 | 260
2023 | 2835 | Kimberly Area | McKinstry | 10 | 10 | 3900000 | 50 | 11 | Water Conservation Kimberly High | 79592 | 10.1 | 3817 | 4091
2023 | 2835 | Kimberly Area | McKinstry | 10 | 10 | 3900000 | 50 | 12 | Window Replacements Janssen | 339453 | 19 | 380 | 17449
2023 | 2835 | Kimberly Area | McKinstry | 10 | 10 | 3900000 | 50 | 5 | LED Lighting Upgrades Mapleview | 117191 | 8 | 7984 | 6024 | 5022
2023 | 2835 | Kimberly Area | McKinstry | 10 | 10 | 3900000 | 50 | 13 | Window Replacements Westside | 149321 | 19 | 177 | 7675
2023 | 2835 | Kimberly Area | McKinstry | 10 | 10 | 3900000 | 50 | 3 | LED Lighting Upgrades Janssen | 90170 | 7.5 | 6812 | 4635 | 3954
2023 | 2835 | Kimberly Area | McKinstry | 10 | 10 | 3900000 | 50 | 2 | Exterior Door Replacements | 55714 | 19.3 | 25 | 2864
2023 | 2835 | Kimberly Area | McKinstry | 10 | 10 | 3900000 | 50 | 1 | Building Automation Upgrades | 1107654 | 18.8 | 1779 | 56935 | 1050
2023 | 2835 | Kimberly Area | McKinstry | 10 | 10 | 3900000 | 50 | 4 | LED Lighting Upgrades Kimberly High | 283728 | 6.9 | 25035 | 14584 | 9312
2023 | 2849 | La Crosse | Nexus Solutions | 1 |  | 60000 | 40 | 1 | Replace T12 lighting with T8 | 60000 | 6.4 | 9000 | 3500 | 0
2023 | 2856 | Ladysmith | NEXUS Solutions LLC | 15 | 11.5 | 3350000 | 40 | 2 | Building Envelope Upgrades | 1278311 | 19.5 | 117 | 65346 | 0
2023 | 2856 | Ladysmith | NEXUS Solutions LLC | 15 | 11.5 | 3350000 | 40 | 4 | Heating and Ventilation System Updates | 1718529 | 11.9 | 10887 | 133548 | 800
2023 | 2856 | Ladysmith | NEXUS Solutions LLC | 15 | 11.5 | 3350000 | 40 | 1 | Building Control Improvements | 175204 | 7.4 | 3079 | 20419 | 1500
2023 | 2856 | Ladysmith | NEXUS Solutions LLC | 15 | 11.5 | 3350000 | 40 | 3 | Electrical Systems and Technology Enhancements | 1197972 | 8.2 | 22995 | 121501 | 17300
2023 | 2885 | Lake Geneva J1 | McKinstry | 15 | 15 | 3 | 50 | 1 | FIM list | 13104771 | 30 | 23931 | 263188 | 15731
2023 | 2884 | Lake Geneva-Genoa UHS | McKinsrty | 7 | 7 | 3 | 50 | 1 | FIM list | 4073417 | 30 | 13112 | 70730 | 6400
2023 | 3647 | Lakeland UHS | Schneider Electric | 15 | 15 | 16609810 | 150 | 5 | Plug Load Improvements | 29755 | 6.7 | 4467 | 0
2023 | 3647 | Lakeland UHS | Schneider Electric | 15 | 15 | 16609810 | 150 | 1 | Mechanical Improvements | 12204263 | 164.4 | 66399 | 7857
2023 | 3647 | Lakeland UHS | Schneider Electric | 15 | 15 | 16609810 | 150 | 2 | Lighting Improvements | 932493 | 45.5 | 20479 | 1314
2023 | 3647 | Lakeland UHS | Schneider Electric | 15 | 15 | 16609810 | 150 | 3 | Plumbing Improvements | 157129 | 23 | 6842 | 695
2023 | 3647 | Lakeland UHS | Schneider Electric | 15 | 15 | 16609810 | 150 | 4 | Building Envelope Improvements | 1799233 | 231.8 | 7762 | 850
2023 | 3647 | Lakeland UHS | Schneider Electric | 15 | 15 | 16609810 | 150 | 6 | Electrical Improvements | 1486936 | 82.1 | 18110 | 0
2023 | 3087 | Linn J4 | Schneider Electric | 10 | 10 | 1887401 | 100 | 3 | Plumbing Improvements | 72778 | 1155.2 | 63 | 228
2023 | 3087 | Linn J4 | Schneider Electric | 10 | 10 | 1887401 | 100 | 1 | Mechanical Improvements | 1130745 | 756.4 | 795 | 700
2023 | 3087 | Linn J4 | Schneider Electric | 10 | 10 | 1887401 | 100 | 4 | Building Envelope Improvements | 278474 | 266.7 | 1044 | 250
2023 | 3087 | Linn J4 | Schneider Electric | 10 | 10 | 1887401 | 100 | 2 | Lightning Improvements | 227496 | 50.1 | 4542 | 800
2023 | 3087 | Linn J4 | Schneider Electric | 10 | 10 | 1887401 | 100 | 5 | Plug Load Improvements | 177908 | 1779.1 | 100 | 3581
2023 | 3094 | Linn J6 | McKinstry Essention, LLC | 10 | 10 | 787266 | 31 | 2 | Air Handling Unit Improvements | 88532 | 3192 | 321 | 2871
2023 | 3094 | Linn J6 | McKinstry Essention, LLC | 10 | 10 | 787266 | 31 | 4 | Direct Digital Controls Upgrade | 52504 | 3081 | 91 | 2990
2023 | 3094 | Linn J6 | McKinstry Essention, LLC | 10 | 10 | 787266 | 31 | 3 | HVAC System Upgrade to Variable Refrigerant Flow | 402959 | 13205 | 24 | 13181
2023 | 3094 | Linn J6 | McKinstry Essention, LLC | 10 | 10 | 787266 | 31 | 1 | Boiler Plant Replacement | 243271 | 10605 | 1298 | 9307
2023 | 3213 | Luck | Schneider Electiric | 1 |  | 2269262 | 20 | 11 | Improve Indoor Quality & Cooling | 532325 | 117650 | 0 | 0 | 0
2023 | 3213 | Luck | Schneider Electiric | 1 |  | 2269262 | 20 | 12 | Security | 80248 | 0 | 0 | 0 | 0
2023 | 3213 | Luck | Schneider Electiric | 1 |  | 2269262 | 20 | 1 | New Front Entrance/North Entrance | 261630 | 2787 | 2518 | 0 | 0
2023 | 3213 | Luck | Schneider Electric | 1 | 14 | 2632709 | 150 | 1 | Mechanical, Electrical, and Plumbing Improvements | 1819117 | 126.3 | 7863 | 4554
2023 | 3213 | Luck | Schneider Electric | 1 | 14 | 2632709 | 150 | 2 | Building Envelope Improvements | 693806 | 225.2 | 2656 | 0
2023 | 3213 | Luck | Schneider Electric | 1 | 14 | 2632709 | 150 | 3 | Plug Load Improvements | 119786 | 79.2 | 1304 | 3101
2023 | 3213 | Luck | Schneider Electiric | 1 |  | 2269262 | 20 | 10 | Electrical Improvements | 441014 | 0 | 0 | 0 | 0
2023 | 3213 | Luck | Schneider Electiric | 1 |  | 2269262 | 20 | 9 | Plumbing Petrofit | 96333 | 107 | 11443 | 0 | 0
2023 | 3213 | Luck | Schneider Electiric | 1 |  | 2269262 | 20 | 8 | Voice Over IP | 60563 | 3 | 101333 | 0 | 0
2023 | 3213 | Luck | Schneider Electiric | 1 |  | 2269262 | 20 | 7 | PC & Plug Load Mgnt | 23779 | 15 | 29436 | 0 | 0
2023 | 3213 | Luck | Schneider Electiric | 1 |  | 2269262 | 20 | 6 | Replace Kitchen Equipment | 15980 | 6 | 0 | 6557 | 0
2023 | 3213 | Luck | Schneider Electiric | 1 |  | 2269262 | 20 | 5 | Refurbish A/C Equipment | 14323 | 23 | 11329 | 0 | 0
2023 | 3213 | Luck | Schneider Electiric | 1 |  | 2269262 | 20 | 4 | Building Automation System | 68606 | 30 | 43820 | 0 | 0
2023 | 3213 | Luck | Schneider Electiric | 1 |  | 2269262 | 20 | 3 | Lighting | 316081 | 47 | 330036 | 0 | 0
2023 | 3213 | Luck | Schneider Electiric | 1 |  | 2269262 | 20 | 2 | Door Replacement, Eletronic Access | 358380 | 1202 | 70760 | 0 | 0
2023 | 3220 | Luxemburg-Casco | Honeywell Energy Service Group | 15 | 15 | 2102575 | 40 | 2 | HVAC Systems Enhancements | 1813341 | 14.9 | 50793 | 54192 | 10498
2023 | 3220 | Luxemburg-Casco | Honeywell Energy Service Group | 15 | 15 | 2102575 | 40 | 1 | Electrical Systems | 623900 | 13.1 | 27665 | 13317 | 19281
2023 | 3269 | Madison Metropolitan | McKinstry Essention | 10 | 7 | 10538277 | 50 | 1 | Geothermal Systems & Related Envelope Improvements | 10538277 | 48 | 52042 | 131750 | 1792160
2023 | 3276 | Manawa | Nexus Solutions | 1 |  | 1122360 | 40 | 3 | Water Heater and Door Replacements | 349172 | 26.4 | 616 | 14540 | 400
2023 | 3276 | Manawa | Nexus | 1 |  | 870000 | 40 | 2 | Building Envelope - Vestibule & Window Replacement | 570340 | 15.4 | 3357 | 37927
2023 | 3276 | Manawa | Nexus | 1 |  | 870000 | 40 | 3 | Elementary School Relighting | 121382 | 3.8 | 13182 | 13128 | 2500
2023 | 3276 | Manawa | Nexus | 1 |  | 870000 | 40 | 1 | Chiller Replacement | 178278 | 5.9 | 2769 | 28752 | 9000
2023 | 3276 | Manawa | NEXUS SOLUTION | 1 |  | 423141 | 80 | 5 | Various Boiler issues | 8917.62 | 18 | 45 | 200
2023 | 3276 | Manawa | NEXUS SOLUTION | 1 |  | 423141 | 80 | 3 | Chiller Control Board | 4027.1 | 16 | 100 | 300
2023 | 3276 | Manawa | NEXUS SOLUTION | 1 |  | 423141 | 80 | 2 | Replace VAV Mixing Valves | 32826.21 | 12 | 600 | 2965
2023 | 3276 | Manawa | NEXUS SOLUTION | 1 |  | 423141 | 80 | 1 | Elementary School Roofs | 371946.46 | 15 | 1300 | 29000
2023 | 3276 | Manawa | NEXUS SOLUTIONS, LLC | 20 |  | 769568 | 40 | 1 | Roofing updates - replace shingle roof with insulated metal roof system | 500287 | 14.2 | 2547 | 27046 | 0
2023 | 3276 | Manawa | Nexus Solutions | 1 |  | 1122360 | 40 | 1 | VAV Box Replacements | 258073 | 23.8 | 671 | 11290 | 0
2023 | 3276 | Manawa | Nexus Solutions | 1 |  | 1122360 | 40 | 2 | Boiler Replacements | 515115 | 18 | 6216 | 22448 | 6500
2023 | 3276 | Manawa | NEXUS SOLUTIONS, LLC | 20 |  | 769568 | 40 | 2 | Control upgrades & VAC box replacement - replace VAV box with new controls (quanity 40) | 269281 | 11.4 | 941 | 19534 | 0
2023 | 3276 | Manawa | NEXUS SOLUTION | 1 |  | 423141 | 80 | 4 | Kitchen Sanitation upgrade | 5423.61 | 16 | 90 | 400
2023 | 3297 | Maple | McKinstry | 15 | 20 | 4496481 | 40 | 3 | LIGHTING UPGRADES ALL SCHOOL INTERIOR AND EXTERIOR | 530006 | 15 | 30065 | 8669
2023 | 3297 | Maple | McKinstry | 15 | 20 | 4496481 | 40 | 2 | HVAC RECOMMISSIONING ALL OTHER SCHOOLS | 278710 | 15 | 13663
2023 | 3297 | Maple | McKinstry | 15 | 20 | 4496481 | 40 | 11
2023 | 3297 | Maple | McKinstry | 15 | 20 | 4496481 | 40 | 9
2023 | 3297 | Maple | McKinstry | 15 | 20 | 4496481 | 40 | 1 | NORTHWESTERN ELEMENTARY SCHOOL HVAC REBUILD | 2779426 | 15 | 2915 | 49458 | 0
2023 | 3297 | Maple | McKinstry | 15 | 20 | 4496481 | 40 | 4 | REPLACE DISH MACHINE | 33349 | 15 | 2195 | 545
2023 | 3297 | Maple | Apex | 15 |  | 339536 | 15 | 1 | Purchased propane buses. Energy savings in fuel units. | 339536 | 12.2 | 9504 | 18240 | 0
2023 | 3297 | Maple | McKinstry | 15 | 20 | 4496481 | 40 | 12
2023 | 3297 | Maple | McKinstry | 15 | 20 | 4496481 | 40 | 10
2023 | 3297 | Maple | McKinstry | 15 | 20 | 4496481 | 40 | 7 | PROPANE FILLING STATION UPGRADE WORK | 36078 | 15 | 54 | 590
2023 | 3297 | Maple | McKinstry | 15 | 20 | 4496481 | 40 | 8 | NORTHWESTER ELEMENTARY KITCHEN UPGRADES | 397402 | 15 | 513 | 6500
2023 | 3297 | Maple | McKinstry | 15 | 20 | 4496481 | 40 | 5 | DOMESTIC HOT WATER DISTRIBUTION UPGRADES | 107325 | 15 | 232 | 1755
2023 | 3297 | Maple | McKinstry | 15 | 20 | 4496481 | 40 | 6 | BUILDING ENVELOPE | 334185 | 15 | 6199
2023 | 3311 | Marinette | Schneider Electric | 2 | 9 | 6982485.59 | 100 | 3 | Water System Retrofits | 970952 | 0 | 32428 | 17678 | 0
2023 | 3311 | Marinette | Schneider Electric | 2 | 9 | 6982485.59 | 100 | 4 | Building Envelope Improvements | 153583 | 0 | 7894 | 0 | 0
2023 | 3311 | Marinette | Schneider Electric | 2 | 9 | 6982485.59 | 100 | 5 | Air Handler Improvements | 608694 | 0 | 21121 | 0 | 0
2023 | 3311 | Marinette | Schneider Electric | 2 | 9 | 6982485.59 | 100 | 6 | Hot Water Boiler System Improvements at HS | 844142 | 0 | 12164 | 0 | 0
2023 | 3311 | Marinette | Schneider Electric | 2 | 9 | 6982485.59 | 100 | 7 | Hot Water Boiler System Improvements at MS | 181015 | 0 | 2265 | 0 | 0
2023 | 3311 | Marinette | Schneider Electric | 10 | 10 | 7483766 | 100 | 1 | Controls Improvements | 696250 | 142.4 | 4889 | 0 | 0
2023 | 3311 | Marinette | Schneider Electric | 10 | 10 | 7483766 | 100 | 2 | Mechanical and Electrical Improvements | 3367254 | 1272.4 | 2646 | 0 | 0
2023 | 3311 | Marinette | Schneider Electric | 10 | 10 | 7483766 | 100 | 3 | Building Envelope Improvements | 3165333 | 11932.5 | 265 | 0 | 0
2023 | 3311 | Marinette | Schneider Electric | 10 | 10 | 7483766 | 100 | 4 | Pool Improvements | 254929 | 968.3 | 63 | 200 | 0
2023 | 3311 | Marinette | Schneider Electric | 2 | 10 | 6982485.59 | 100 | 1 | Building Automation System | 978342 | 0 | 38333 | 0 | 0
2023 | 3311 | Marinette | Schneider Electric | 2 | 10 | 6982485.59 | 100 | 2 | Retrofit & Replace Building Lighting Systems | 1986089 | 0 | 55305 | 6430 | 0
2023 | 3311 | Marinette | Schneider Electric | 2 | 10 | 6982485.59 | 100 | 5 | Air Handler Improvements | 608694 | 0 | 21121 | 0 | 0
2023 | 3311 | Marinette | Schneider Electric | 2 | 10 | 6982485.59 | 100 | 6 | Hot Water Boiler System Improvements at HS | 844142 | 0 | 12164 | 0 | 0
2023 | 3311 | Marinette | Schneider Electric | 2 | 10 | 6982485.59 | 100 | 9 | Hot Water Boiler System Improvements at Merryman & Garfield | 303355 | 0 | 3664 | 0 | 0
2023 | 3311 | Marinette | Schneider Electric | 2 | 10 | 6982485.59 | 100 | 11 | Address Structural Issues at HS | 316960 | 0 | 0 | 0 | 0
2023 | 3311 | Marinette | Schneider Electric | 2 | 10 | 6982485.59 | 100 | 12 | Provide Master Capital Plan for Entire District | 56925 | 0 | 0 | 0 | 0
2023 | 3311 | Marinette | Schneider Electric | 2 | 9 | 6982485.59 | 100 | 8 | Hot Water Boiler System Improvements at Park & Menekaunee | 678855 | 0 | 3647 | 0 | 0
2023 | 3311 | Marinette | Schneider Electric | 2 | 9 | 6982485.59 | 100 | 9 | Hot Water Boiler System Improvements at Merryman & Garfield | 303355 | 0 | 3664 | 0 | 0
2023 | 3311 | Marinette | Schneider Electric | 2 | 9 | 6982485.59 | 100 | 10 | Replace Piping Infrastructure | 384623 | 0 | 0 | 3600 | 0
2023 | 3311 | Marinette | Schneider Electric | 2 | 9 | 6982485.59 | 100 | 11 | Address Structural Issues at HS | 316960 | 0 | 0 | 0 | 0
2023 | 3311 | Marinette | Schneider Electric | 2 | 9 | 6982485.59 | 100 | 12 | Provide Master Capital Plan for Entire District | 56925 | 0 | 0 | 0 | 0
2023 | 3311 | Marinette | Schneider Electric | 2 | 10 | 6982485.59 | 100 | 3 | Water System Retrofits | 970952 | 0 | 32428 | 17678 | 0
2023 | 3311 | Marinette | Schneider Electric | 2 | 10 | 6982485.59 | 100 | 4 | Building Envelope Improvements | 153583 | 0 | 7894 | 0 | 0
2023 | 3311 | Marinette | Schneider Electric | 2 | 10 | 6982485.59 | 100 | 7 | Hot Water Boiler System Improvements at MS | 181015 | 0 | 2265 | 0 | 0
2023 | 3311 | Marinette | Schneider Electric | 2 | 10 | 6982485.59 | 100 | 8 | Hot Water Boiler System Improvements at Park & Menekaunee | 678855 | 0 | 3647 | 0 | 0
2023 | 3311 | Marinette | Schneider Electric | 2 | 10 | 6982485.59 | 100 | 10 | Replace Piping Infrastructure | 384623 | 0 | 0 | 3600 | 0
2023 | 3311 | Marinette | Schneider Electric | 2 | 9 | 6982485.59 | 100 | 1 | Building Automation System | 978342 | 0 | 38333 | 0 | 0
2023 | 3311 | Marinette | Schneider Electric | 2 | 9 | 6982485.59 | 100 | 2 | Retrofit & Replace Building Lighting Systems | 1986089 | 0 | 55305 | 6430 | 0
2023 | 3332 | Marshall | McKinstry Essention, LLC | 20 | 20 | 11619774 | 75 | 1 | Boiler Replacements | 228701 | 21.417821 | 681 | 9857 | 3000
2023 | 3332 | Marshall | McKinstry Essention, LLC | 20 | 20 | 11619774 | 75 | 2 | Building Envelope | 83628 | 12.583208 | 3042 | 3604 | 0
2023 | 3332 | Marshall | McKinstry Essention, LLC | 20 | 20 | 11619774 | 75 | 12 | HS Domestic Hot Water Heater Replacement | 46997 | 19.796546 | 348 | 2026 | 0
2023 | 3332 | Marshall | McKinstry Essention, LLC | 20 | 20 | 11619774 | 75 | 11 | Destratification Fans | 29319 | 17.125584 | 448 | 1264 | 0
2023 | 3332 | Marshall | McKinstry Essention, LLC | 20 | 20 | 11619774 | 75 | 10 | Controls Upgrade | 228968 | 8.575902 | 16830 | 9869 | 0
2023 | 3332 | Marshall | McKinstry Essention, LLC | 20 | 20 | 11619774 | 75 | 9 | HS Chiller Replacement | 265254 | 14.948477 | 5375 | 11433 | 14000
2023 | 3332 | Marshall | McKinstry Essention, LLC | 20 | 20 | 11619774 | 75 | 8 | ES Chiller Replacement | 268767 | 16.562407 | 3919 | 11584 | 12000
2023 | 3332 | Marshall | McKinstry Essention, LLC | 20 | 20 | 11619774 | 75 | 7 | Water Conservation | 95161 | 7.482387 | 8617 | 4101 | 0
2023 | 3332 | Marshall | McKinstry Essention, LLC | 20 | 20 | 11619774 | 75 | 3 | Exterior Lighting | 170401 | 13.605607 | 4890 | 7344 | 3950
2023 | 3332 | Marshall | McKinstry Essention, LLC | 20 | 20 | 11619774 | 75 | 4 | Interior Lighting | 1983164 | 17.633406 | 25737 | 85476 | 22100
2023 | 3332 | Marshall | McKinstry Essention, LLC | 20 | 20 | 11619774 | 75 | 5 | Masonry & EFIS Upgrades | 115400 | 23.200643 | 0 | 4974 | 0
2023 | 3332 | Marshall | McKinstry Essention, LLC | 20 | 20 | 11619774 | 75 | 6 | Roofing Upgrades | 2749376 | 22.686118 | 2692 | 118500 | 0
2023 | 3339 | Marshfield | Schneider Electric | 20 | 10 | 3065000 | 25 | 5 | Replace Packaged Pool Unit at High School | 446809 | 20 | 273345
2023 | 3339 | Marshfield | Schneider Electric | 20 | 10 | 3065000 | 25 | 4 | High School Window Replacements | 220894 | 20 | 9459
2023 | 3339 | Marshfield | Schneider Electric | 20 | 10 | 3065000 | 25 | 2 | Conversion of Existing AHUs to Variable Air Volume | 236342 | 15 | 303039
2023 | 3339 | Marshfield | Schneider Electric | 20 | 10 | 3065000 | 25 | 1 | Install New & ReCx Building Automation System | 1292495 | 16 | 1624583
2023 | 3339 | Marshfield | Schneider Electric | 20 | 10 | 3065000 | 25 | 7 | Building Envelope Improvements | 99177 | 17 | 116752
2023 | 3339 | Marshfield | Schneider Electric | 20 | 10 | 3065000 | 25 | 6 | Replace HW Boilers & DHW Heaters at Grant Elementary | 576411 | 20 | 311783
2023 | 3339 | Marshfield | Schneider Electric | 20 | 10 | 3065000 | 25 | 3 | High School Office HVAC & Comfort Improvements | 114348 | 19 | 117194
2023 | 3409 | Medford Area | CESA 10 | 1 |  | 260065.76 | 40 | 1 | Mechanical Measures | 32174.85 | 13.7 | 2156 | 100 | 1250
2023 | 3409 | Medford Area | CESA 10 | 1 |  | 260065.76 | 40 | 4 | CESA 10 fee | 31207.89 | 0 | 0 | 0 | 0
2023 | 3409 | Medford Area | CESA 10 | 1 |  | 260065.76 | 40 | 3 | Building Envelope Measures | 179000 | 23.4 | 662 | 7000 | 0
2023 | 3409 | Medford Area | CESA 10 | 1 |  | 260065.76 | 40 | 2 | Lighting Measures | 48890.91 | 9.3 | 3999 | 779 | 4290
2023 | 3427 | Mellen | HONEYWELL | 10 | 10 | 890956 | 50 | 1 | Energy Management and DDC - Base Project | 223789 | 35.2 | 5606 | 750 | 0
2023 | 3427 | Mellen | HONEYWELL | 10 | 10 | 890956 | 50 | 2 | Provide DDC Controls on Existing Unit Vents | 151223 | 42.9 | 2771 | 750 | 0
2023 | 3427 | Mellen | HONEYWELL | 10 | 10 | 890956 | 50 | 3 | Install Variable Speed Drive on Gym AHU | 10670 | 8.9 | 1199 | 0 | 0
2023 | 3427 | Mellen | HONEYWELL | 10 | 10 | 890956 | 50 | 4 | Install Variable Speed Drives on (2) HW Pumps | 20102 | 17.8 | 1129 | 0 | 0
2023 | 3427 | Mellen | HONEYWELL | 10 | 10 | 890956 | 50 | 5 | Lighting Retrofit with Occupancy Sensors | 197418 | 20.2 | 7759 | 2000 | 0
2023 | 3427 | Mellen | HONEYWELL | 10 | 10 | 890956 | 50 | 6 | Add Ductwork to HS AHU | 108888 | 0 | 0 | 0 | 0
2023 | 3427 | Mellen | HONEYWELL | 10 | 10 | 890956 | 50 | 7 | Building Envelope/Air Leakage | 26020 | 24.5 | 1063 | 0 | 0
2023 | 3427 | Mellen | HONEYWELL | 10 | 10 | 890956 | 50 | 8 | Baseline Development | 8746 | 0 | 0 | 0 | 0
2023 | 3427 | Mellen | HONEYWELL | 10 | 10 | 890956 | 50 | 9 | 10 Years of M&V Services | 102306 | 0 | 0 | 0 | 0
2023 | 3427 | Mellen | HONEYWELL | 10 | 10 | 890956 | 50 | 10 | Project Development Commissioning & Bonds | 41794 | 0 | 0 | 0 | 0
2023 | 3430 | Menasha | Upper 90 Energy | 1 |  | 1966582 | 60 | 1 | ECM #1 - HVAC Upgrade, Replace original AHU-3 with new energy efficient air handling unit, includes electrical and controls | 136872 | 19.8 | 509 | 6395.88
2023 | 3430 | Menasha | McKinstry | 15 | 15 | 8329272 | 40 | 4 | Exterior lighting upgrades | 125549 | 11 | 6754 | 1652 | 7120
2023 | 3430 | Menasha | Upper 90 Energy | 1 |  | 1966582 | 60 | 3 | ECM #3 - Roof Replacements, Clovis Grove: replace roof area 2 Banta: replace roof area 4,6,8,9, & 10 Butte des Morts: replace roof area 2 & 4 | 401700 | 21.1 | 275 | 18771.03
2023 | 3430 | Menasha | Upper 90 Energy | 1 |  | 1966582 | 60 | 2 | ECM #2 - LED Lighting Upgrade, District-wide LED lighting upgrade with new LED fixtures. | 1036513 | 12.2 | 49786.74 | 25789.2
2023 | 3430 | Menasha | McKinstry | 15 | 15 | 8329272 | 40 | 3 | Window upgrades | 308461 | 41 | 1960 | 4056 | 0
2023 | 3430 | Menasha | McKinstry | 15 | 15 | 8329272 | 40 | 2 | Light tubes | 159502 | 36 | 1453 | 2097 | 0
2023 | 3430 | Menasha | McKinstry | 15 | 15 | 8329272 | 40 | 1 | HVAC upgrades | 5212226 | 38 | 49870 | 60714 | 32900
2023 | 3430 | Menasha | McKinstry | 15 | 15 | 8329272 | 40 | 6 | IT Infrastructure upgrades | 2095151 | 24 | 11419 | 60000 | 0
2023 | 3430 | Menasha | McKinstry | 15 | 15 | 8329272 | 40 | 5 | Electrical (generator and panel) | 428383 | 58 | 300 | 5632 | 0
2023 | 3430 | Menasha | Upper 90 Energy | 1 |  | 1966582 | 60 | 4 | ECM #4 - Theatrical LED Lighting Upgrade, Replace theatrical stage lighting fixtures, control, and data distribution equipment | 224092 | 11.5 | 8403.54 | 10471.61
2023 | 3430 | Menasha | Hurckman Mechanical | 1 |  | 1297677 | 50 | 5 | Chiller Upgrade | 230239 | 19.5 | 822 | 10964
2023 | 3430 | Menasha | Hurckman Mechanical | 1 |  | 1297677 | 50 | 1 | Lighting & Electrical Upgrades | 116568 | 7.2 | 12006 | 4107
2023 | 3430 | Menasha | Hurckman Mechanical | 1 |  | 1297677 | 50 | 2 | Window Upgrades | 29142 | 20.3 | 50 | 1388
2023 | 3430 | Menasha | Hurckman Mechanical | 1 |  | 1297677 | 50 | 3 | HVAC & Control Upgrades | 529422 | 18.1 | 4522 | 28211
2023 | 3430 | Menasha | Hurckman Mechanical | 1 |  | 1297677 | 50 | 4 | Life Safety & Security Upgrades | 329306 | 20.8 | 150 | 15681
2023 | 3430 | Menasha | Hurckman Mechanical Inc | 1 |  | 1800387 | 60 | 1 | HVAC System Upgrade, Life Safety Systems, & Plumbing Upgrades | 648460 | 22 | 2194.8 | 27271.68
2023 | 3430 | Menasha | Hurckman Mechanical Inc | 1 |  | 1800387 | 60 | 2 | Electrical & Lighting | 204900 | 23 | 68.76 | 8617.29
2023 | 3430 | Menasha | Hurckman Mechanical Inc | 1 |  | 1800387 | 60 | 3 | Roofing | 279000 | 58 | 168 | 4622
2023 | 3430 | Menasha | Hurckman Mechanical Inc | 1 |  | 1800387 | 60 | 4 | Windows and Secured Entrance | 137770 | 22 | 543 | 5794.07
2023 | 3430 | Menasha | Hurckman Mechanical Inc | 1 |  | 1800387 | 60 | 5 | Lighting | 109394 | 16 | 5405.96 | 1504.8
2023 | 3430 | Menasha | Hurckman Mechanical Inc | 1 |  | 1800387 | 60 | 6 | HVAC Upgrades | 239050 | 14 | 7315.28 | 10053.53
2023 | 3430 | Menasha | Hurckman Mechanical Inc | 1 |  | 1800387 | 60 | 7 | Lighting | 129375 | 17 | 2092.27 | 5441
2023 | 3500 | Merrill Area | Nexus Solutions | 15 |  | 596489 | 40 | 3 | High School - Water Heater Conversion to High Efficiency (Reduce Quantity & Total Capacity for Current Use | 105256 | 10.4 | 207 | 526 | 600
2023 | 3500 | Merrill Area | Nexus Solutions | 15 |  | 596489 | 40 | 4 | Middle School - Exterior Parking Lot Fixture Upgrade to LED | 11827 | 15.1 | 139 | 59 | 0
2023 | 3500 | Merrill Area | Nexus Solutions | 15 |  | 596489 | 40 | 5 | High School - Exterior Parking Lot Fixture Upgrade to LED | 35482 | 15.1 | 417 | 2982 | 450
2023 | 3500 | Merrill Area | Nexus Solutions | 15 |  | 596489 | 40 | 2 | High School - DDC/BACnet Conversion, AHU/Boiler/Chiller DDC Control, Demand Control Ventilation Additions to Gymnasium, Auditorium, & Cafeteria & VFD | 298059 | 10.4 | 2770 | 1490 | 2000
2023 | 3500 | Merrill Area | Nexus Solutions | 15 |  | 596489 | 40 | 1 | Middle School - DDC/BACnet Conversion, AHU DDC Control, Demand Control Ventilation Additions to Gymnasium, IMC & Auditorium Air Handling Units & VFD A | 157692 | 10.4 | 4195 | 788 | 3000
2023 | 3500 | Merrill Area | Nexus | 15 |  | 2578280 | 75 | 1 | Building Control, Improvements, Envelope Upgrades and HVAC Upgrades | 2578280 | 2147047 | 349378 | 203582
2023 | 3619 | Milwaukee | Trane US (TR)/Johnson Controls (JC)/Performance Services (PS) | 3 | 20 | 34975726 | 50 | 1 | TR JU1: Lighting Upgrades (MacDowell) | 842873 | 16.1 | 12212 | 40238
2023 | 3619 | Milwaukee | Johnson Controls (JC) & Performance Services (PS) | 3 | 20 | 27277962 | 63057075 | 9 | JC V11: Solar PV | 94037 | 63.5 | 1482
2023 | 3619 | Milwaukee | Johnson Controls (JC) & Performance Services (PS) | 3 | 20 | 27277962 | 63057075 | 20 | PS WCLL1: Heating, Ventilating and Air Conditioning | 6146905 | 28.5 | 96021 | 46351 | 2083311
2023 | 3619 | Milwaukee | Johnson Controls (JC) & Performance Services (PS) | 3 | 20 | 27277962 | 63057075 | 21 | PS WCLL2: Plumbing Fixture Upgrades | 315814 | 11.8 | 6474 | 1191 | 225150
2023 | 3619 | Milwaukee | Johnson Controls (JC) & Performance Services (PS) | 3 | 20 | 27277962 | 63057075 | 22 | PS WCLL3: Interior Lighting Upgrades | 537525 | 8.6 | 21770 | 40532 | 1972
2023 | 3619 | Milwaukee | Johnson Controls (JC) & Performance Services (PS) | 3 | 20 | 27277962 | 63057075 | 24 | PS WCLL5: Roof Replacement | 2990901 | 77.2 | 2695 | 11276 | 1912706
2023 | 3619 | Milwaukee | Trane US (TR)/Johnson Controls (JC)/Performance Services (PS) | 3 | 20 | 34975726 | 50 | 2 | TR BV1: Lighting Upgrades (Bay View) | 1364017 | 36 | 7299 | 30577
2023 | 3619 | Milwaukee | Trane US (TR)/Johnson Controls (JC)/Performance Services (PS) | 3 | 20 | 34975726 | 50 | 3 | TR CT1: Lighting Upgrades (Obama) | 1191396 | 16.1 | 9213 | 64850
2023 | 3619 | Milwaukee | Trane US (TR)/Johnson Controls (JC)/Performance Services (PS) | 3 | 20 | 34975726 | 50 | 4 | TR HA1: Lighting Upgrades (Hamilton) | 1461306 | 18.4 | 10948 | 68435
2023 | 3619 | Milwaukee | Trane US (TR)/Johnson Controls (JC)/Performance Services (PS) | 3 | 20 | 34975726 | 50 | 5 | TR RK1: Lighting Upgrades (King HS) | 1040962 | 15.9 | 9077 | 56275
2023 | 3619 | Milwaukee | Trane US (TR)/Johnson Controls (JC)/Performance Services (PS) | 3 | 20 | 34975726 | 50 | 6 | TR MA1: Heating Plant Upgrade (Madison) | 6078784 | 20.9 | 49602 | 240795
2023 | 3619 | Milwaukee | Trane US (TR)/Johnson Controls (JC)/Performance Services (PS) | 3 | 20 | 34975726 | 50 | 7 | TR MA2: Lighting Upgrades (Madison) | 3447507 | 14.4 | 29881 | 209007
2023 | 3619 | Milwaukee | Trane US (TR)/Johnson Controls (JC)/Performance Services (PS) | 3 | 20 | 34975726 | 50 | 8 | TR MA3: Plumbing Fixture Upgrades (Madison) | 248386 | 5.5 | 3341 | 41718
2023 | 3619 | Milwaukee | Trane US (TR)/Johnson Controls (JC)/Performance Services (PS) | 3 | 20 | 34975726 | 50 | 9 | TR MA4: Window/Door Replacement (Madison) | 899739 | 8 | 14547 | 98207
2023 | 3619 | Milwaukee | Trane US (TR)/Johnson Controls (JC)/Performance Services (PS) | 3 | 20 | 34975726 | 50 | 10 | TR PK1: Lighting Upgrades (Pulaski) | 1369206 | 15.2 | 12053 | 78065
2023 | 3619 | Milwaukee | Trane US (TR)/Johnson Controls (JC)/Performance Services (PS) | 3 | 20 | 34975726 | 50 | 11 | TR MO1: Lighting Upgrades (Alliance) | 161022 | 32.6 | 1423 | 3520
2023 | 3619 | Milwaukee | Trane US (TR)/Johnson Controls (JC)/Performance Services (PS) | 3 | 20 | 34975726 | 50 | 12 | TR RS1: Lighting Upgrades (Riverside) | 965671 | 19.2 | 9153 | 41271
2023 | 3619 | Milwaukee | Trane US (TR)/Johnson Controls (JC)/Performance Services (PS) | 3 | 20 | 34975726 | 50 | 13 | TR SD1: Lighting Upgrades (South) | 1011981 | 15.2 | 8856 | 57939
2023 | 3619 | Milwaukee | Trane US (TR)/Johnson Controls (JC)/Performance Services (PS) | 3 | 20 | 34975726 | 50 | 14 | TR WA1: Lighting Upgrades (Washington) | 1802044 | 19.9 | 13991 | 76527
2023 | 3619 | Milwaukee | Trane US (TR)/Johnson Controls (JC)/Performance Services (PS) | 3 | 20 | 34975726 | 50 | 15 | TR AD1: Lighting Upgrades (Audubon) | 941565 | 19 | 6726 | 42741
2023 | 3619 | Milwaukee | Trane US (TR)/Johnson Controls (JC)/Performance Services (PS) | 3 | 20 | 34975726 | 50 | 16 | TR BE1: Lighting Upgrades (Wedgewood) | 850222 | 14.5 | 8672 | 49768
2023 | 3619 | Milwaukee | Trane US (TR)/Johnson Controls (JC)/Performance Services (PS) | 3 | 20 | 34975726 | 50 | 17 | TR FR1: Heating Plant Upgrade (Parkside) | 3482466 | 22.9 | 14089 | 138066
2023 | 3619 | Milwaukee | Trane US (TR)/Johnson Controls (JC)/Performance Services (PS) | 3 | 20 | 34975726 | 50 | 18 | TR FR2: Lighting Upgrades (Parkside) | 2993841 | 13 | 40075 | 190451
2023 | 3619 | Milwaukee | Trane US (TR)/Johnson Controls (JC)/Performance Services (PS) | 3 | 20 | 34975726 | 50 | 19 | TR FR3: Plumbing Fixture Upgrades (Parkside) | 160141 | 2.6 | 40400 | 20732
2023 | 3619 | Milwaukee | Trane US (TR)/Johnson Controls (JC)/Performance Services (PS) | 3 | 20 | 34975726 | 50 | 20 | TR FR4: Window/Door Replacement (Parkside) | 2359141 | 26 | 4468 | 86146
2023 | 3619 | Milwaukee | Trane US (TR)/Johnson Controls (JC)/Performance Services (PS) | 3 | 20 | 34975726 | 50 | 21 | TR DA1: Lighting Upgrades (Douglass) | 1165940 | 26.4 | 6321 | 37890
2023 | 3619 | Milwaukee | Trane US (TR)/Johnson Controls (JC)/Performance Services (PS) | 3 | 20 | 34975726 | 50 | 22 | TR RV1: Lighting Upgrades (Roosevelt) | 548100 | 11 | 7148 | 42719
2023 | 3619 | Milwaukee | Trane US (TR)/Johnson Controls (JC)/Performance Services (PS) | 3 | 20 | 34975726 | 50 | 23 | TR SB1: Lighting Upgrades (French Immersion) | 496891 | 16 | 3329 | 27674
2023 | 3619 | Milwaukee | Trane US (TR)/Johnson Controls (JC)/Performance Services (PS) | 3 | 20 | 34975726 | 50 | 24 | TR BU1: Heating Plant Upgrade (Bruce) | 2229991 | 20.3 | 13845 | 96221
2023 | 3619 | Milwaukee | Trane US (TR)/Johnson Controls (JC)/Performance Services (PS) | 3 | 20 | 34975726 | 50 | 25 | TR BU2: Lighting Upgrades (Bruce) | 333129 | 4.7 | 36011 | 34432
2023 | 3619 | Milwaukee | Trane US (TR)/Johnson Controls (JC)/Performance Services (PS) | 3 | 20 | 34975726 | 50 | 26 | TR BU3: Plumbing Fixture Upgrades (Bruce) | 120826 | 23.3 | 353 | 4828
2023 | 3619 | Milwaukee | Trane US (TR)/Johnson Controls (JC)/Performance Services (PS) | 3 | 20 | 34975726 | 50 | 27 | TR BU4: Window/Door Replacement (Bruce) | 336807 | 15.4 | 771 | 21054
2023 | 3619 | Milwaukee | Trane US (TR)/Johnson Controls (JC)/Performance Services (PS) | 3 | 20 | 34975726 | 50 | 28 | JC LN1: Lighting Upgrades (Lincoln Center) | 964922 | 21.5 | 10394 | 34439
2023 | 3619 | Milwaukee | Trane US (TR)/Johnson Controls (JC)/Performance Services (PS) | 3 | 20 | 34975726 | 50 | 29 | JC MR1: Lighting Upgrades (Marshall) | 1810057 | 23.6 | 13805 | 62767
2023 | 3619 | Milwaukee | Trane US (TR)/Johnson Controls (JC)/Performance Services (PS) | 3 | 20 | 34975726 | 50 | 30 | JC ND1: Lighting Upgrades (North) | 1596922 | 17.5 | 34251 | 56822
2023 | 3619 | Milwaukee | Trane US (TR)/Johnson Controls (JC)/Performance Services (PS) | 3 | 20 | 34975726 | 50 | 31 | JC ML1: Lighting Upgrades (Milw School of Lang) | 789487 | 17.3 | 5735 | 39916
2023 | 3619 | Milwaukee | Trane US (TR)/Johnson Controls (JC)/Performance Services (PS) | 3 | 20 | 34975726 | 50 | 32 | JC DS1: Lighting Upgrades (Dover) | 209953 | 32.7 | 1739 | 4678
2023 | 3619 | Milwaukee | Trane US (TR)/Johnson Controls (JC)/Performance Services (PS) | 3 | 20 | 34975726 | 50 | 33 | JC 811: Lighting Upgrades (Eighty-first St.) | 255168 | 21.9 | 2893 | 8758
2023 | 3619 | Milwaukee | Trane US (TR)/Johnson Controls (JC)/Performance Services (PS) | 3 | 20 | 34975726 | 50 | 34 | JC 812: Roof Replacement/Insulation (Eighty-first St.) | 880577 | 23.7 | 3660 | 33474
2023 | 3619 | Milwaukee | Trane US (TR)/Johnson Controls (JC)/Performance Services (PS) | 3 | 20 | 34975726 | 50 | 35 | JC GB1: Lighting Upgrades (Green Bay) | 399760 | 28.1 | 2406 | 11810
2023 | 3619 | Milwaukee | Trane US (TR)/Johnson Controls (JC)/Performance Services (PS) | 3 | 20 | 34975726 | 50 | 36 | JC GB2: Roof Replacement/Insulation (Green Bay) | 1337493 | 25.2 | 4146 | 48919
2023 | 3619 | Milwaukee | Trane US (TR)/Johnson Controls (JC)/Performance Services (PS) | 3 | 20 | 34975726 | 50 | 37 | PS TL1: Lighting Upgrades (Reagan) | 1211016 | 21.7 | 5530 | 50331
2023 | 3619 | Milwaukee | Johnson Controls (JC) & Performance Services (PS) | 3 | 20 | 27277962 | 63057075 | 1 | JC V1: Chiller Plant Upgrade | 4210388 | 95.1 | 17162 | 3600 | 2235386
2023 | 3619 | Milwaukee | Johnson Controls (JC) & Performance Services (PS) | 3 | 20 | 27277962 | 63057075 | 2 | JC V2: Boiler Plant Upgrade | 2707133 | 95.6 | 19723 | 0 | 820910
2023 | 3619 | Milwaukee | Johnson Controls (JC) & Performance Services (PS) | 3 | 20 | 27277962 | 63057075 | 3 | JC V3: Air Handling Upgrades | 5437533 | 57.2 | 33498 | 36250 | 1447678
2023 | 3619 | Milwaukee | Johnson Controls (JC) & Performance Services (PS) | 3 | 20 | 27277962 | 63057075 | 4 | JC V6: Water Efficiency Upgrades | 95822 | 7.3 | 12620 | 446 | 0
2023 | 3619 | Milwaukee | Johnson Controls (JC) & Performance Services (PS) | 3 | 20 | 27277962 | 63057075 | 5 | JC V7: Interior Lighting & Corridor Upgrades | 3282625 | 18.3 | 114692 | 25185 | 718658
2023 | 3619 | Milwaukee | Johnson Controls (JC) & Performance Services (PS) | 3 | 20 | 27277962 | 63057075 | 6 | JC V8: Exterior Lighting | 62218 | 25 | 2158 | 332 | 0
2023 | 3619 | Milwaukee | Johnson Controls (JC) & Performance Services (PS) | 3 | 20 | 27277962 | 63057075 | 7 | JC V9: Building Technology Upgrade | 4167156 | 42.5 | 5164 | 78250 | 623323
2023 | 3619 | Milwaukee | Johnson Controls (JC) & Performance Services (PS) | 3 | 20 | 27277962 | 63057075 | 8 | JC V10: Building Envelope | 1295554 | 63.5 | 5460 | 0 | 948589
2023 | 3619 | Milwaukee | Johnson Controls (JC) & Performance Services (PS) | 3 | 20 | 27277962 | 63057075 | 10 | JC V16: Gym Destratification Fans | 49453 | 15.1 | 3265
2023 | 3619 | Milwaukee | Johnson Controls (JC) & Performance Services (PS) | 3 | 20 | 27277962 | 63057075 | 11 | JC R1: Boiler Plant Upgrade | 1520567 | 216.5 | 2895 | 760 | 729267
2023 | 3619 | Milwaukee | Johnson Controls (JC) & Performance Services (PS) | 3 | 20 | 27277962 | 63057075 | 12 | JC R2: Air-Handling Upgrade | 446615 | 65.5 | 5556 |  | 82800
2023 | 3619 | Milwaukee | Johnson Controls (JC) & Performance Services (PS) | 3 | 20 | 27277962 | 63057075 | 13 | JC R4: Water Efficiency Upgrades | 28178 | 8 | 3395 | 131
2023 | 3619 | Milwaukee | Johnson Controls (JC) & Performance Services (PS) | 3 | 20 | 27277962 | 63057075 | 14 | JC R5: Interior Lighting | 349913 | 25.5 | 10730 | 3017
2023 | 3619 | Milwaukee | Johnson Controls (JC) & Performance Services (PS) | 3 | 20 | 27277962 | 63057075 | 15 | JC R6: Exterior Lighting | 30549 | 9.5 | 2923 | 309
2023 | 3619 | Milwaukee | Johnson Controls (JC) & Performance Services (PS) | 3 | 20 | 27277962 | 63057075 | 16 | JC R7: Building Envelope | 800824 | 61.8 | 3996 |  | 553859
2023 | 3619 | Milwaukee | Johnson Controls (JC) & Performance Services (PS) | 3 | 20 | 27277962 | 63057075 | 17 | JC R8: Building Technology Upgrade | 928295 | 44.9 | 4807 | 11390 | 201621
2023 | 3619 | Milwaukee | Johnson Controls (JC) & Performance Services (PS) | 3 | 20 | 27277962 | 63057075 | 18 | JC R9: Gym Destratification Fans | 8402 | 38.9 | 216
2023 | 3619 | Milwaukee | Johnson Controls (JC) & Performance Services (PS) | 3 | 20 | 27277962 | 63057075 | 25 | PS WCLL6: Solar Photovoltaic System Installation | 99463 | 77.8 | 1260 |  | 1400
2023 | 3619 | Milwaukee | Johnson Controls (JC) & Performance Services (PS) | 3 | 20 | 27277962 | 63057075 | 23 | PS WCLL4: Exterior Lighting Upgrades | 30496 | 7.2 | 1835 | 2300 | 650
2023 | 3633 | Mineral Point | Johnson Controls | 10 | 10 | 550000 | 8 | 1 | new heating/ventilating system/exhaust fans and control systems for HVAC and lighting | 58555 | 27000 | 27000
2023 | 3633 | Mineral Point | FEH DESIGN & BUILD | 1 | 9 | 500000 | 70 | 1 | Membrane Roof Replacement and Metal Roof Repair | 558296.24 | 575000 | 175000 |  | 400000
2023 | 3633 | Mineral Point | FEH DESIGN & BUILD | 1 |  | 82985 | 0 | 1 | Replacement of existing dust collector | 82985 | 82985 | 82985 | 0 | 0
2023 | 3633 | Mineral Point | JOHNSON CONTROLS | 10 | 10 | 550000 | 7 | 1 | new heating/ventilating system/exhaust fans and control systems for HVAC and lighting. | 62584 | 0 | 0 | 0 | 0
2023 | 3640 | Minocqua J1 | Schneider Electric | 20 |  | 1079290 | 30 | 2 | Install LED Lighting | 310641 | 296676 | 237340 | 59336
2023 | 3640 | Minocqua J1 | Schneider Electric | 20 |  | 1079290 | 30 | 3 | Building Envelope Improvements | 69825 | 106487 | 79260 | 27227
2023 | 3640 | Minocqua J1 | Schneider Electric | 20 |  | 1079290 | 30 | 1 | Restroom Remodeling | 698824 | 90956 | 0 | 90956
2023 | 3675 | Monona Grove | McKinstry Essention LLC | 20 | 19 | 54759521 | 60 | 2 | Door Glass Replacement (CGS) | 5332 | 22 | 240 | 0 | 0
2023 | 3675 | Monona Grove | McKinstry Essention LLC | 20 | 13 | 5750180 | 60 | 7 | Locker Room Heat Recovery | 310469 | 18 | 4049 | 12500 | 10620
2023 | 3675 | Monona Grove | McKinstry Essention LLC | 20 | 13 | 5750180 | 60 | 3 | Lighting/Lighting Controls (GDS, DO, TP, MS) | 212822 | 9 | 22773 | 12500 | 8104
2023 | 3675 | Monona Grove | McKinstry Essention LLC | 20 | 13 | 5750180 | 60 | 2 | Water Conservation (CGS, DO, MGHS, TP, WS) | 116082 | 6 | 7212 | 12500 | 0
2023 | 3675 | Monona Grove | McKinstry Essention LLC | 20 | 13 | 5750180 | 60 | 1 | VAV Replacement (CGS) | 293800 | 28 | 522 | 1000 | 1750
2023 | 3675 | Monona Grove | McKinstry Essention LLC | 20 | 19 | 54759521 | 60 | 12 | Window Replacement (Nichols) | 88600 | 37 | 376 | 2020 | 0
2023 | 3675 | Monona Grove | McKinstry Essention LLC | 20 | 19 | 54759521 | 60 | 11 | Water Conservation (Nichols) | 8096 | 55 | 129 | 17 | 0
2023 | 3675 | Monona Grove | McKinstry Essention LLC | 20 | 19 | 54759521 | 60 | 10 | Tuckpointing (Nichols) | 9722 | 3 | 0 | 3000 | 0
2023 | 3675 | Monona Grove | McKinstry Essention LLC | 20 | 19 | 54759521 | 60 | 9 | Interior/Exterior Lighting (Nichols) | 125523 | 14 | 4357 | 5542 | 2804
2023 | 3675 | Monona Grove | McKinstry Essention LLC | 20 | 19 | 54759521 | 60 | 8 | Upgrade Electrical Service (Nichols) | 141132 | 24 | 0 | 6000 | 0
2023 | 3675 | Monona Grove | McKinstry Essention LLC | 20 | 19 | 54759521 | 60 | 7 | Controls Upgrades (CG) | 150000 | 39 | 198 | 3650 | 0
2023 | 3675 | Monona Grove | McKinstry Essention LLC | 20 | 19 | 54759521 | 60 | 6 | Vending Miser (MGHS) | 4704 | 4 | 993 | 0 | 360
2023 | 3675 | Monona Grove | McKinstry Essention LLC | 20 | 13 | 5750180 | 60 | 4 | Building Envelope (GD, DO) | 45369 | 3 | 3015 | 12500 | 0
2023 | 3675 | Monona Grove | McKinstry Essention LLC | 20 | 13 | 5750180 | 60 | 5 | HVAC Upgrade (DO, Nichols, Pool) | 1619096 | 160 | 3997 | 6000 | 22575
2023 | 3675 | Monona Grove | McKinstry Essention LLC | 20 | 13 | 5750180 | 60 | 6 | Boiler Controls Upgrad (HS) | 150877 | 6 | 8521 | 12500 | 14375
2023 | 3675 | Monona Grove | McKinstry Essention LLC | 20 | 13 | 5750180 | 60 | 9 | Technology/Green IT Upgrades | 1446226 | 7 | 33773 | 172235 | 4600
2023 | 3675 | Monona Grove | McKinstry Essention LLC | 20 | 13 | 5750180 | 60 | 10 | Upgrade HPs and MAUs | 1121757 | 125 | 7159 | 1800 | 0
2023 | 3675 | Monona Grove | McKinstry Essention LLC | 20 | 19 | 54759521 | 60 | 1 | HVAC Upgrades (CGS, Nichols) | 3734713 | 21 | 0 | 5576 | 12516
2023 | 3675 | Monona Grove | McKinstry Essention LLC | 20 | 13 | 5750180 | 60 | 8 | Commons Destratification (HS) | 15847 | 1 | 171 | 12500 | 0
2023 | 3675 | Monona Grove | McKinstry Essention LLC | 20 | 19 | 54759521 | 60 | 3 | Backup Generators Upgrades (CGS, Nichols, TP, WS) | 820000 | 0 | 0 | 0 | 0
2023 | 3675 | Monona Grove | McKinstry Essention LLC | 20 | 13 | 5750180 | 60 | 11 | Ground Floor Dehumidification | 170226 | 0 | 0 | 12500 | 0
2023 | 3675 | Monona Grove | McKinstry Essention LLC | 20 | 13 | 5750180 | 60 | 12 | Boiler & Distribution Systems and Controls | 247609 | 14 | 4844 | 12500 | 3075
2023 | 3675 | Monona Grove | McKinstry Essention LLC | 20 | 19 | 54759521 | 60 | 4 | Stadium Lighting Upgrades | 334013 | 100 | 344 | 3000 | 0
2023 | 3675 | Monona Grove | McKinstry Essention LLC | 20 | 19 | 54759521 | 60 | 5 | Stage Lighing Upgrades | 327686 | 41 | 6268 | 1600 | 1650
2023 | 3689 | Montello | NEXUS Solutions | 20 | 20 | 10628094 | 50 | 1 | Roofing Upgrades, Replace skylights, add roof ladder | 2181761 | 119403 | 2600 | 2757 | 2400
2023 | 3689 | Montello | NEXUS Solutions | 20 | 20 | 10628094 | 50 | 5 | Centralized chilled water system/Heating flycol/feed station | 1806284 | 68997 | 4403 | 2777 | 20000
2023 | 3689 | Montello | NEXUS Solutions | 20 | 20 | 10628094 | 50 | 6 | System-lighting upgrades | 809728 | 169671 | 39303 | 4994 | 22500
2023 | 3689 | Montello | NEXUS Solutions | 20 | 20 | 10628094 | 50 | 7 | Carpet replacement/Asbestos abatement | 512202 | 161060 | 0 | 0 | 0
2023 | 3689 | Montello | NEXUS Solutions | 20 | 20 | 10628094 | 50 | 2 | Exterior Door Upgrades | 129098 | 12919 | 364 | 96 | 400
2023 | 3689 | Montello | NEXUS Solutions | 20 | 20 | 10628094 | 50 | 3 | Air Handling Unit VFD | 1140481 | 48255 | 6627 | 1481 | 2400
2023 | 3689 | Montello | NEXUS Solutions | 20 | 20 | 10628094 | 50 | 4 | Ventilation Upgrades | 4048539 | 161182 | 7007 | 5845 | 6100
2023 | 3787 | Mosinee | Lighting Design Soutions | 1 |  | 151651 | 30 | 1 | Replaced interior lighting with LED light fixtures in Elementary School | 151651 | 3.04 | 25502 | 74158
2023 | 3787 | Mosinee | Nexus | 20 | 19 | 13301544 | 40 | 2 | Lighting and Electrical Upgrades - Middle and High School | 3017446 | 9.2 | 27533 | 297940 | 8000
2023 | 3787 | Mosinee | Nexus | 20 | 19 | 13301544 | 40 | 3 | HVAC Upgrades - Elementary, Middle and High School | 13875411 | 20.1 | 32955 | 657767 | 23600
2023 | 3787 | Mosinee | Focus on Energy | 1 |  | 4292 | 10 | 1 | Replace parking lot lights at Elementary and High School with LED Light Fixtures | 4292 | 8 | 536.5
2023 | 3787 | Mosinee | Nexus | 20 | 19 | 13301544 | 40 | 1 | controls upgrades - Middle and High School | 1941868 | 10.6 | 6108 | 176735 | 500
2023 | 3871 | Necedah Area | Nexus Solutions | 20 | 15 | 6377255 | 40 | 3 | HVAC and controls upgrades | 1150436 | 0 | 7000 | 120218
2023 | 3871 | Necedah Area | Nexus Solutions | 20 | 15 | 6377255 | 40 | 5 | Entire energy efficiency project totals | 6377255 | 0 | 25902 | 329088
2023 | 3871 | Necedah Area | Nexus Solutions | 20 | 15 | 6377255 | 40 | 2 | Heating System Upgrades | 500288 | 0 | 1903 | 23410
2023 | 3871 | Necedah Area | Nexus Solutions | 20 | 15 | 6377255 | 40 | 4 | Electrical system upgrades | 756061 | 0 | 13759 | 49826
2023 | 3871 | Necedah Area | Nexus Solutions | 20 | 15 | 6377255 | 40 | 1 | Roofing and building envelope upgrades | 3940470 | 0 | 3240 | 135634
2023 | 3906 | Nekoosa | Nexus Solutions | 20 | 20 | 14603039 | 40 | 4 | Building Control System Modifications-Humke Elementary School | 100362 | 14.8 | 160 | 4628 | 0
2023 | 3906 | Nekoosa | Nexus Solutions | 20 | 20 | 14603039 | 40 | 10 | Electrical Systems Improvements-Nekoosa High School | 990873 | 19.4 | 8419 | 27721 | 2900
2023 | 3906 | Nekoosa | Nexus Solutions | 20 | 20 | 14603039 | 40 | 2 | Buiolding Envelope Improvements-Alexander Middle School | 1690626 | 19.9 | 2120 | 57978 | 0
2023 | 3906 | Nekoosa | Nexus Solutions | 20 | 20 | 14603039 | 40 | 1 | Building Control System Modifications-Alexander Middle School | 89126 | 9.6 | 416 | 6157 | 0
2023 | 3906 | Nekoosa | Nexus Solutions | 20 | 20 | 14603039 | 40 | 5 | Building Envelope Improvements-Humke Elementary School | 2663742 | 19.2 | 2481 | 95283 | 2500
2023 | 3906 | Nekoosa | Nexus Solutions | 20 | 20 | 14603039 | 40 | 6 | Electrical Systems Improvements-Humke Elementary School | 595702 | 19.9 | 4919 | 16243 | 1750
2023 | 3906 | Nekoosa | Nexus Solutions | 20 | 20 | 14603039 | 40 | 7 | HVAC Systems Enhancements-Humke Elementary School | 6168621 | 19.3 | 6378 | 219131 | 41125
2023 | 3906 | Nekoosa | Nexus Solutions | 20 | 20 | 14603039 | 40 | 8 | Building Control System Modifications-Nekoosa High School | 35124 | 6.2 | 401 | 3615 | 0
2023 | 3906 | Nekoosa | Nexus Solutions | 20 | 20 | 14603039 | 40 | 9 | Building Envelope Improvements-Nekoosa High School | 3510009 | 17.1 | 1543 | 143770 | 0
2023 | 3906 | Nekoosa | Nexus Solutions | 20 | 20 | 14603039 | 40 | 3 | Electrical Systems Improvements-Alexander Middle School | 378846 | 16.4 | 7577 | 8769 | 3200
2023 | 3906 | Nekoosa | Nexus Solutions | 20 | 20 | 14603039 | 40 | 11 | HVAC Systems Enhancements-Nekoosa High School | 4464458 | 19.6 | 7581 | 153336 | 11225
2023 | 3920 | New Auburn | Trane | 15 | 15 | 1097583 | 50 | 7 | Livestment grade audit | 12143 | 0 | 0 | 0 | 0
2023 | 3920 | New Auburn | Trane | 15 | 15 | 1097583 | 50 | 2 | Heating & Cooling Option RTU (E6) | 737102 | 15.53 | -1386 | 40466 | 0
2023 | 3920 | New Auburn | Trane | 15 | 15 | 1097583 | 50 | 1 | Boiler Replacment (E1) | 419086 | 13.6 | 2005 | 23007 | 5000
2023 | 3920 | New Auburn | Trane | 15 | 15 | 1097583 | 50 | 3 | Controls Upgrade Allerton & Tracer SC (E3) | 113369 | 12.74 | 1103 | 6224 | 0
2023 | 3920 | New Auburn | Trane | 15 | 15 | 1097583 | 50 | 5 | Measurement & verification | 2429 | 0 | 0 | 0 | 0
2023 | 3920 | New Auburn | Trane GNP | 15 | 15 | 1000000 | 50 | 2 | Controls Upgrade Allerton 7 tracer SC | 59161 | 12.7 | 566 | 3193
2023 | 3920 | New Auburn | Trane GNP | 15 | 15 | 1000000 | 50 | 1 | Boiler & HVAC Rooftop Unit System Upgrade | 1176106 | 14.9 | 619 | 63474
2023 | 3920 | New Auburn | Trane | 15 | 15 | 1097583 | 50 | 6 | Misc (permits and bonding) | 12143 | 0 | 0 | 0 | 0
2023 | 3920 | New Auburn | Trane | 15 | 15 | 1097583 | 50 | 4 | Building Envelope (E2) | 36575 | 6.25 | 2809 | 2008 | 0
2023 | 3925 | New Berlin | Performance Services, Inc | 10 | 14 | 6091380 | 50 | 2 | HVAC upgrades at Poplar Creek | 3249805 | 8.3 | 1077 | 387161 | 20500
2023 | 3925 | New Berlin | Performance Services, Inc | 10 | 14 | 6091380 | 50 | 1 | HVAC upgrades at Orchard Lane | 2841575 | 8.3 | 1165 | 338891 | 17500
2023 | 3925 | New Berlin | Performance Services Inc. | 10 | 14 | 8200000 | 50 | 1 | HVAC updates throughout district | 10724783 | 7.76 | 219145 | 1163051
2023 | 3925 | New Berlin | Performance Services Inc. | 10 | 15 | 4852417 | 25 | 1 | New Berlin West Middle / High School | 3458310 | 10.08 | 25651 | 317445
2023 | 3925 | New Berlin | Performance Services Inc. | 10 | 15 | 4852417 | 25 | 4 | Orchard Lane Elementary School | 6225 | 8.47 | 0 | 735
2023 | 3925 | New Berlin | Performance Services Inc. | 10 | 15 | 4852417 | 25 | 2 | Ronald Reagan Elementary School | 136458 | 9.75 | 0 | 13989
2023 | 3925 | New Berlin | Performance Services Inc. | 10 | 15 | 4852417 | 25 | 6 | Poplar Creek Elementary School | 2949 | 8.47 | 0 | 348
2023 | 3925 | New Berlin | Performance Services, Inc. | 10 | 14 | 8200000 | 50 | 1 | HVAC updates throughout district | 10724783 | 7.76 | 219145 | 1163051
2023 | 3925 | New Berlin | Performance Services Inc. | 10 | 15 | 4852417 | 25 | 3 | Elmwood Elementary School | 195589 | 7.92 | 2757 | 21954
2023 | 3925 | New Berlin | Performance Services Inc. | 10 | 15 | 4852417 | 25 | 5 | Eisenhower Middle / High School | 1052886 | 8.53 | 1674 | 121801
2023 | 3941 | New Holstein | McKinstry | 2 | 11 | 3500000 | 30 | 8 | Vending Machines | 829 | 14 | 724 | 0 | 240
2023 | 3941 | New Holstein | McKinstry | 2 | 11 | 3500000 | 30 | 7 | Food Service Equipment | 640 | 10 | 0 | 0 | 0
2023 | 3941 | New Holstein | McKinstry | 2 | 11 | 3500000 | 30 | 6 | Masonry Repointing | 200494 | 3279 | 0 | 0 | 0
2023 | 3941 | New Holstein | McKinstry | 2 | 11 | 3500000 | 30 | 5 | Windows | 215073 | 3517 | 3422 | 0 | 0
2023 | 3941 | New Holstein | McKinstry | 2 | 11 | 3500000 | 30 | 9 | Electrical Service | 8887 | 145 | 0 | 0 | 0
2023 | 3941 | New Holstein | McKinstry | 2 | 11 | 3500000 | 30 | 3 | Technology/Library | 856011 | 14000 | 0 | 28802 | 0
2023 | 3941 | New Holstein | McKinstry | 2 | 11 | 3500000 | 30 | 2 | Door and Door hardware | 202277 | 3309 | 0 | 0 | 0
2023 | 3941 | New Holstein | McKinstry | 2 | 11 | 3500000 | 30 | 1 | Building Envelope | 79700 | 912 | 1578 | 0 | 0
2023 | 3941 | New Holstein | McKinstry | 2 | 11 | 3500000 | 30 | 4 | HVAC | 1914139 | 31786 | 27418 | 0 | 2683
2023 | 3969 | Niagara | Schneider Electric | 17 | 17 | 2119279 | 50 | 7 | Building Envelope Improvements | 69880 | 20 | 57218
2023 | 3969 | Niagara | Schneider Electric | 17 | 17 | 2119279 | 50 | 8 | Replace Elec Panels & Switchgear | 168230 | 0 | 0
2023 | 3969 | Niagara | Schneider Electric | 17 | 17 | 2119279 | 50 | 9 | Electrical grounding | 77336 | 0 | 0
2023 | 3969 | Niagara | Schneider Electric | 17 | 17 | 2119279 | 50 | 10 | Voice Over IP Phone System | 54757 | 20 | 57811
2023 | 3969 | Niagara | Schneider Electric | 17 | 17 | 2119279 | 50 | 1 | Building Automation System | 111189 | 20 | 136822
2023 | 3969 | Niagara | Schneider Electric | 17 | 17 | 2119279 | 50 | 2 | Air Conditioning Replacement | 672534 | 20 | 142685
2023 | 3969 | Niagara | Schneider Electric | 17 | 17 | 2119279 | 50 | 6 | New Elementary Roof and Leak Fix | 162655 | 20 | 21698
2023 | 3969 | Niagara | Schneider Electric | 17 | 17 | 2119279 | 50 | 5 | Plumbing Fixture Retrofits | 81768 | 20 | 124279
2023 | 3969 | Niagara | Schneider Electric | 17 | 17 | 2119279 | 50 | 4 | Retrofit Existing Lighting Systems | 249029 | 20 | 791516
2023 | 3969 | Niagara | Schneider Electric | 17 | 17 | 2119279 | 50 | 3 | Air-Handler Improvements | 471901 | 20 | 400144
2023 | 2177 | Nicolet UHS | Performance Services, Inc. | 10 | 10 | 4121504 | 50 | 1 | Window/door replacements and wall pack light fixtures | 4121504 | 14.6 | 14623 | 265892 | 23440
2023 | 2177 | Nicolet UHS | Performance Services, Inc. | 10 | 10 | 314515 | 50 | 1 | Parking Lot Lights/Fixtures | 335000 | 12.44 | 10265 | 16128 | 6561
2023 | 2177 | Nicolet UHS | Performance Services, Inc. | 10 | 10 | 3665000 | 50 | 1 | Replace Exterior Windows/Doors/Wall Pack Lights | 4121504 | 14.6 | 14623 | 265892 | 23440
2023 | 2016 | North Crawford | Unesco | 10 | 10 | 715309 | 50 | 1 | Lighting Retrofit (LED fixture replacement) | 460686 | 23.6 | 18503 | 1000 | 0
2023 | 2016 | North Crawford | Unesco | 10 | 10 | 715309 | 50 | 7 | Bus Garage - New AHU | 40768 | 135.9 | 150 | 150 | 0
2023 | 2016 | North Crawford | Unesco | 10 | 10 | 715309 | 50 | 4 | Seal Building Envelope to Minimize Air Leakage | 34709 | 11.1 | 3136 | 0 | 0
2023 | 2016 | North Crawford | Unesco | 10 | 10 | 715309 | 50 | 3 | Variable Speed Drives/Pumps | 28146 | 12.2 | 2310 | 0 | 0
2023 | 2016 | North Crawford | Unesco | 10 | 10 | 715309 | 50 | 2 | Variable Speed Drives/Ventilation Control | 53515 | 17.3 | 3099 | 0 | 0
2023 | 2016 | North Crawford | Unesco | 10 | 10 | 715309 | 50 | 6 | I.T. Server Room HVAC Upgrade | 15651 | 5.2 | 0 | 0 | 3000
2023 | 2016 | North Crawford | Unesco | 10 | 10 | 715309 | 50 | 5 | New Exterior Doors | 161556 | 156.7 | 981 | 50 | 0
2023 | 0616 | North Lakeland | H&H Energy Services, Inc. | 10 | 10 | 1500000 | 60 | 3 | Retro-commissioning | 24331 | 8 | 0 | 3000 | 0
2023 | 0616 | North Lakeland | H&H Energy Services, Inc. | 10 | 10 | 1500000 | 60 | 2 | Domestic Water Piping | 877643 | 52 | 0 | 17000 | 0
2023 | 0616 | North Lakeland | H&H Energy Services, Inc. | 10 | 10 | 1500000 | 60 | 1 | Roof Upgrade | 822603 | 82 | 0 | 10000 | 0
2023 | 0616 | North Lakeland | H&H Energy Services, Inc. | 10 | 10 | 1500000 | 60 | 4 | VFD and CO2 Sensor on Gym AHU | 7761 | 5 | 624 | 1000 | 0
2023 | 1945 | Northern Ozaukee | Mc Cotter Energy Systems | 5 | 5 | 571000 | 49.6 | 1 | BOILER REPLACEMENT | 571000 | 49.6 | 5382.6 | 5983.91
2023 | 3654 | Northwood | Various | 1 |  | 313662 | 50 | 2 | Window replacement-repair-Rice Lake Window | 115000 | 50 | 2300
2023 | 3654 | Northwood | Various | 1 |  | 313662 | 50 | 5 | Kitchen stove & dishwasher update - Upper Lakes Foods | 25000 | 30 | 850
2023 | 3654 | Northwood | Various | 1 |  | 313662 | 50 | 4 | Kitchen freezer & refrig compressor upgrade - Bartingale Mechanical | 15000 | 30 | 500
2023 | 3654 | Northwood | Various | 1 |  | 313662 | 50 | 3 | Door replacement - Rice Lake Window & Door | 45000 | 50 | 900
2023 | 3654 | Northwood | Various | 1 |  | 313662 | 50 | 1 | Unit Ventilator replacement-Bartingale Mechanical | 113662 | 50 | 2275
2023 | 4018 | Oak Creek-Franklin | Nexus Solutions | 20 | 15 | 17480965 | 40 | 1 | Mechanical System Upgrades | 21025935 | 18.6 | 1536700 | 21068560 | 58090
2023 | 4018 | Oak Creek-Franklin | Nexus Solutions | 20 | 15 | 17480965 | 40 | 2 | Plumbing Improvements and Water Conservation | 455707 | 6.8 | 379900 | 967680 | 0
2023 | 4018 | Oak Creek-Franklin | Nexus Solutions | 20 | 15 | 17480965 | 40 | 3 | Building Envelope Upgrades | 698663 | 12.1 | 20700 | 1136920 | 0
2023 | 4074 | Oconto Falls | Ameresco | 20 | 11 | 26547348.1 | 20 | 3 | Building Envelope-Air Filtration Reduction | 168039 | 14 | 12397 | 0 | 8962.96
2023 | 4074 | Oconto Falls | Ameresco | 20 | 11 | 26547348.1 | 20 | 4 | Window Film-Exterior Windows | 63724 | 21 | 3065 | 0 | 0
2023 | 4074 | Oconto Falls | Ameresco | 20 | 11 | 26547348.1 | 20 | 5 | Building Automation Controls Upgrades | 354112 | 15 | 23818 | 4557 | 9000
2023 | 4074 | Oconto Falls | Ameresco | 20 | 11 | 26547348.1 | 20 | 6 | IT & Printing Solutions | 192550 | 10 | 19472 | 5941 | 0
2023 | 4074 | Oconto Falls | Ameresco | 20 | 11 | 26547348.1 | 20 | 7 | Domestic Water Replacement-High School | 186730 | 61 | 3080 | 0 | 0
2023 | 4074 | Oconto Falls | Ameresco | 20 | 11 | 26547348.1 | 20 | 8 | Transformer Replacement-High School | 78170 | 17 | 4700 | 0 | 0
2023 | 4074 | Oconto Falls | Ameresco | 20 | 11 | 26547348.1 | 20 | 9 | Domestic Water Replacement-Washington Middle School | 41221 | 295 | 140 | 0 | 0
2023 | 4074 | Oconto Falls | Ameresco | 20 | 11 | 2654734.08 | 20 | 11 | Kitchen Electrial Mods | 9175 | 46 | 0 | 200 | 0
2023 | 4074 | Oconto Falls | Ameresco | 20 | 11 | 2654734.08 | 20 | 12 | District Construction Contingency & 1st M& V | 62986 | 0 | 0 | 0 | 0
2023 | 4074 | Oconto Falls | Ameresco | 20 | 11 | 2654734.08 | 20 | 9 | Boiler Plant Replacement & Domestic Water Replacement-OFES & Abrams Elem | 410852 | 153 | 6425 | 2953 | 0
2023 | 4074 | Oconto Falls | Ameresco | 20 | 11 | 2654734.08 | 20 | 12 | District Construction Contingency & 1st Year M & V | 62986 | 0 | 0 | 0 | 0
2023 | 4074 | Oconto Falls | Ameresco | 20 | 11 | 2654734.08 | 20 | 1 | Lighting Improvements | 424275 | 212 | 32366 | 3497 | 15434
2023 | 4074 | Oconto Falls | Ameresco | 20 | 11 | 2654734.08 | 20 | 5 | Building Automation Controls Upgrades | 352112 | 15 | 23818 | 4557 | 9000
2023 | 4074 | Oconto Falls | Ameresco | 20 | 11 | 2654734.08 | 20 | 7 | Domestic Water Replacement-High School | 186730 | 61 | 3080 | 0 | 0
2023 | 4074 | Oconto Falls | Ameresco | 20 | 11 | 2654734.08 | 20 | 8 | Transformer Replacement-High School | 78170 | 17 | 4700 | 0 | 0
2023 | 4074 | Oconto Falls | Ameresco | 20 | 11 | 2654734.08 | 20 | 11 | Boiler Plant Replacement & Domestic Water Replacement-Abrams Elem | 213875 | 109 | 1957 | 1151
2023 | 4074 | Oconto Falls | Ameresco | 20 | 11 | 26547348.1 | 20 | 10 | Partial Boiler Plant Replacement & Domestic Water Replacement-OFES | 196977 | 44 | 4468 | 1802 | 0
2023 | 4074 | Oconto Falls | Ameresco | 20 | 11 | 26547348.1 | 20 | 11 | Boiler Plant Replacement & Domestic Water Replacement-Abrams Elem | 213875 | 109 | 1957 | 1151 | 0
2023 | 4074 | Oconto Falls | Ameresco | 20 | 11 | 26547348.1 | 20 | 12 | Roof Section Replacement-HS Old Gym | 331626 | 166 | 0 | 2000 | 0
2023 | 4074 | Oconto Falls | Ameresco | 20 | 11 | 2654734.08 | 20 | 2 | Water Conservation Retrofits | 101879 | 13 | 7852 | 535
2023 | 4074 | Oconto Falls | Ameresco | 20 | 11 | 2654734.08 | 20 | 6 | IT & Printing Solutions | 192550 | 10 | 19472 | 5941 | 0
2023 | 4074 | Oconto Falls | Ameresco | 20 | 11 | 2654734.08 | 20 | 1 | Lighting Improvements | 424275 | 212 | 32366 | 3497 | 15434
2023 | 4074 | Oconto Falls | Ameresco | 20 | 11 | 2654734.08 | 20 | 2 | Water Conservation Retrofits | 101879 | 13 | 7852 | 535
2023 | 4074 | Oconto Falls | Ameresco | 20 | 11 | 2654734.08 | 20 | 3 | Building Envelope-Air Infiltraton Reduction & Tuck Pointing | 295387 | 65 | 12397 | 2500 | 8962.96
2023 | 4074 | Oconto Falls | Ameresco | 20 | 11 | 2654734.08 | 20 | 4 | Window Replacement & Window Film | 165770 | 531 | 3065 | 1500 | 0
2023 | 4074 | Oconto Falls | Ameresco | 20 | 11 | 2654734.08 | 20 | 5 | Building Automatic Controls Upgrade | 354112 | 15 | 23818 | 4557 | 9000
2023 | 4074 | Oconto Falls | Ameresco | 20 | 11 | 2654734.08 | 20 | 6 | IT & Printing Solutions | 192550 | 10 | 19472 | 5941 | 0
2023 | 4074 | Oconto Falls | Ameresco | 20 | 11 | 2654734.08 | 20 | 7 | Domestic Water Replacement-HS & Washington Middle | 227951 | 356 | 3220 | 0 | 0
2023 | 4074 | Oconto Falls | Ameresco | 20 | 11 | 2654734.08 | 20 | 8 | Transformer Replacement-HS | 78170 | 17 | 4700 | 0 | 0
2023 | 4074 | Oconto Falls | Ameresco | 20 | 11 | 2654734.08 | 20 | 9 | Boiler Plant Replacement & Domestice water Replacement-Abrams & OFES | 410852 | 153 | 6425 | 2953 | 0
2023 | 4074 | Oconto Falls | Ameresco | 20 | 11 | 2654734.08 | 20 | 10 | Roof Section Replacement-HS Old Gym | 331626 | 166 | 0 | 2000 | 0
2023 | 4074 | Oconto Falls | Ameresco | 20 | 11 | 2654734.08 | 20 | 7 | Domestic Water Replacement-HS & Washington Middle | 227951 | 356 | 3220 | 0 | 0
2023 | 4074 | Oconto Falls | Ameresco | 20 | 11 | 2654734.08 | 20 | 8 | Transformer Replacement-HS | 78170 | 17 | 4700 | 0 | 0
2023 | 4074 | Oconto Falls | Ameresco | 20 | 11 | 2654734.08 | 20 | 10 | Roof Section Replacement-HS Old Gym | 331626 | 166 | 0 | 2000 | 0
2023 | 4074 | Oconto Falls | Ameresco | 20 | 11 | 2654734.08 | 20 | 11 | Kitchen Electrical Mods | 9175 | 46 | 0 | 200 | 0
2023 | 4074 | Oconto Falls | Ameresco | 20 | 11 | 2654734.08 | 20 | 3 | Building Envelope-Air Infiltration Reduction | 168039 | 14 | 12397 | 0 | 8962.96
2023 | 4074 | Oconto Falls | Ameresco | 20 | 11 | 2654734.08 | 20 | 4 | Window Film-Exterior Windows | 63724 | 21 | 3065 | 0 | 0
2023 | 4074 | Oconto Falls | Ameresco | 20 | 11 | 2654734.08 | 20 | 9 | Domestic Water Replacement-Washington Middle School | 41221 | 295 | 140 | 0 | 0
2023 | 4074 | Oconto Falls | Ameresco | 20 | 11 | 2654734.08 | 20 | 10 | Partial Boiler Plant Replacement & Domestic Water Replacement-OFES | 196977 | 44 | 4468 | 1802 | 0
2023 | 4074 | Oconto Falls | Ameresco | 20 | 11 | 2654734.08 | 20 | 12 | Roof Section Replacement-HS Old Gym | 331626 | 166 | 0 | 2000 | 0
2023 | 4074 | Oconto Falls | Ameresco | 20 | 11 | 2654734.08 | 20 | 1 | Lighting Improvements | 424275 | 212 | 32366 | 3497 | 15434
2023 | 4074 | Oconto Falls | Ameresco | 20 | 11 | 2654734.08 | 20 | 2 | Water Conservation Retrofits | 101879 | 13 | 7852 | 535 | 0
2023 | 4074 | Oconto Falls | Ameresco | 20 | 11 | 2654734.08 | 20 | 3 | Building Envelope-Air Infiltration Reduction & Tuck Pointing | 295387 | 65 | 12397 | 2500 | 8962.96
2023 | 4074 | Oconto Falls | Ameresco | 20 | 11 | 2654734.08 | 20 | 4 | Window Replacement & Window Film | 165770 | 531 | 3065 | 1500 | 0
2023 | 4074 | Oconto Falls | Ameresco | 20 | 11 | 2654734.08 | 20 | 5 | Building Automation Controls Upgrade | 354112 | 15 | 23818 | 4557 | 9000
2023 | 4074 | Oconto Falls | Ameresco | 20 | 11 | 2654734.08 | 20 | 6 | IT & Printing Solutions | 192550 | 10 | 19472 | 5941 | 0
2023 | 4074 | Oconto Falls | Ameresco | 20 | 11 | 26547348.1 | 20 | 1 | Light Improvements | 424275 | 212 | 32366 | 3497 | 15434
2023 | 4074 | Oconto Falls | Ameresco | 20 | 11 | 26547348.1 | 20 | 2 | Water Conservation Retrofits | 101879 | 13 | 7852 | 535 | 0
2023 | 4088 | Omro | Performance Services, Inc. | 5 | 6 | 1380700 | 20 | 3 | Omro Middle/High School | 390500 | 18 | 12181 | 9799 | 0
2023 | 4088 | Omro | Performance Services | 5 | 5 | 1648500 | 25 | 1 | 2017-18 Guaranteed Energy Savings Project | 1648500 | 10.98 | 14800 | 135250
2023 | 4088 | Omro | Performance Services, Inc. | 5 | 6 | 1380700 | 20 | 2 | Omro Elementary School | 51500 | .5 | 2338 | 100043 | 0
2023 | 4088 | Omro | Performance Services, Inc. | 5 | 6 | 1380700 | 20 | 1 | HB Patch Elementary | 938700 | 10 | 636 | 100901 | 0
2023 | 4165 | Osceola | McKinstry Essention | 4 |  | 547198 | 46 | 1 | Life Safety Hardware/Software - District Wide | 547198 | 30.4 | 293 | 17727
2023 | 4165 | Osceola | McKinstry | 4 |  | 547198 | 49 | 1 | Life Safety Hardware/Software - District Wide | 547198 | 30.4 | 293 | 17727 | 0
2023 | 4165 | Osceola | McKinstry | 4 |  | 547198 | 48 | 1 | Life Safety Hardware/Software - District Wide | 547198 | 30.4 | 293 | 17727
2023 | 4165 | Osceola | McKinstry | 4 | 7 | 988557 | 50 | 2 | Replace Heating System - Middle School | 349737.5 | 33.8 | 2488 | 7794 | 2400
2023 | 4165 | Osceola | McKinstry | 4 | 7 | 988557 | 50 | 4 | Upgrade Controls Phase 2 - Middle School | 186186.5 | 28.8 | 907 | 5556 | 0
2023 | 4165 | Osceola | McKinstry | 4 | 7 | 988557 | 50 | 3 | Replace Roof - Middle School | 242966.5 | 15.1 | 393 | 15746 | 0
2023 | 4165 | Osceola | McKinstry | 4 | 7 | 988557 | 50 | 1 | Replace Chiller - Middle School | 209666.5 | 27.9 | 2261 | 5122 | 4000
2023 | 4165 | Osceola | McKinstry | 4 |  | 82576 | 50 | 1 | Replace Condensing Boiler HS | 82576 | 19.5 | 1306 | 2769 | 3000
2023 | 4179 | Oshkosh Area | McKinstry Essention LLC | 20 | 20 | 17300000 | 75 | 3 | Entrance Door and Window Replacements | 5421171 | 23.2 | 18090 | 153360
2023 | 4179 | Oshkosh Area | McKinstry Essention LLC | 20 | 20 | 17300000 | 75 | 2 | Roofing System Upgrades | 3775702 | 24.5 | 6685 | 106011
2023 | 4179 | Oshkosh Area | McKinstry Essention LLC | 20 | 20 | 17300000 | 75 | 1 | Mechanical HVAC and Temperature Control Upgrades | 14426869 | 23.7 | 37765 | 408200
2023 | 4179 | Oshkosh Area | McKinstry Essention LLC | 20 | 20 | 14500000 | 75 | 6 | Windows and/or Door Upgrades | 558778 | 27 | 2111 | 11815 | 0
2023 | 4179 | Oshkosh Area | McKinstry Essention LLC | 20 | 20 | 14500000 | 75 | 5 | Tuckpointing | 4516508 | 32 | 0 | 95495 | 0
2023 | 4179 | Oshkosh Area | McKinstry Essention LLC | 20 | 20 | 14500000 | 75 | 4 | Roofing Improvements | 1192792 | 26 | 5521 | 25220 | 0
2023 | 4179 | Oshkosh Area | McKinstry Essention LLC | 20 | 20 | 14500000 | 75 | 2 | Exterior Lighting Upgrade | 371701 | 26 | 1756 | 7859 | 1285
2023 | 4179 | Oshkosh Area | McKinstry Essention LLC | 20 | 20 | 14500000 | 75 | 3 | Interior Lighting | 333448 | 21 | 3525 | 7050 | 5007
2023 | 4179 | Oshkosh Area | McKinstry Essention LLC | 20 | 20 | 14500000 | 75 | 8 | Vending Miser | 1037 | 3 | 168 | 22 | 60
2023 | 4179 | Oshkosh Area | McKinstry Essention LLC | 20 | 20 | 14500000 | 75 | 7 | Water Conservation | 38249 | 21 | 388 | 809 | 0
2023 | 4179 | Oshkosh Area | McKinstry Essention LLC | 20 | 20 | 14500000 | 75 | 1 | Mechanical & Lighting Upgrades | 398648 | 28 | 1021 | 8429 | 348
2023 | 4179 | Oshkosh Area | McKinstry Essention LLC | 20 | 20 | 21545000 | 75 | 4 | Tech Services/powerED Services | 0 | 0 | 28212 | 0 | 0
2023 | 4179 | Oshkosh Area | McKinstry Essention LLC | 20 | 20 | 21545000 | 75 | 3 | Building Envelope | 4065100 | 40 | 0 | 77187 | 0
2023 | 4179 | Oshkosh Area | McKinstry Essention LLC | 20 | 20 | 21545000 | 75 | 2 | Roof Replacements | 6384173 | 39 | 2797 | 121221 | 0
2023 | 4179 | Oshkosh Area | McKinstry Essention LLC | 20 | 20 | 21545000 | 75 | 1 | HVAC Upgrades | 18154404 | 37 | 29424 | 344712 | 10570
2023 | 4186 | Osseo-Fairchild | Trane - savings from original projections | 1 | 9 | 750000 | 15 | 4 | Upgrade lighting in bus garage | 4532 | 5 | 906 |  | 320
2023 | 4186 | Osseo-Fairchild | Trane - savings from original projections | 1 | 9 | 750000 | 15 | 3 | HS lights, HVAC in gymns & auditorium | 145571 | 12 | 12130 | 1000 | 2800
2023 | 4186 | Osseo-Fairchild | Trane - savings from original projections | 1 | 9 | 750000 | 15 | 2 | Fairchild - Upgrade lighting & boiler | 98005 | 23 | 3202 | 1000 | 960
2023 | 4186 | Osseo-Fairchild | Trane - savings from original projections | 1 | 9 | 750000 | 15 | 5 | HS occupancy sensors | 19695 | 5 | 3939 |  | 687
2023 | 4186 | Osseo-Fairchild | Trane - savings from original projections | 1 | 9 | 750000 | 15 | 1 | Osse Elem - Mount new AHU & controls | 486656 | 48 | 9187 | 1000 | 800
2023 | 4207 | Owen-Withee | Complete Control | 20 | 10 | 1750000 | 50 | 4 | Replace Elementary Roof | 525611 | 22.5 | 2275 | 480
2023 | 4207 | Owen-Withee | Complete Control | 20 | 10 | 1750000 | 50 | 3 | Remove Skylights | 31162 | 12.2 | 113 | 940
2023 | 4207 | Owen-Withee | Complete Control | 20 | 10 | 1750000 | 50 | 6 | Replace Boiler Pumps | 69912 | 9.7 | 3224 | 1000
2023 | 4207 | Owen-Withee | Complete Control | 20 | 10 | 1750000 | 50 | 1 | Replace High School Roof | 855560 | 24.1 | 3435 | 1440
2023 | 4207 | Owen-Withee | Complete Control | 20 | 10 | 1750000 | 50 | 2 | Cover Gym Roof in Red Metal | 199616 | 0 | 0 | 480
2023 | 4207 | Owen-Withee | Complete Control | 20 | 10 | 1750000 | 50 | 8 | Replace Univent in commons | 18031 | 18.5 | 105 | 100
2023 | 4207 | Owen-Withee | Complete Control | 20 | 10 | 1750000 | 50 | 7 | Install variable frequency drives | 39862 | 3.7 | 2485 | 6000
2023 | 4207 | Owen-Withee | Complete Control | 20 | 10 | 1750000 | 50 | 5 | Pneumatic to DOC and DDC Upgrade | 435610 | 11.5 | 10076 | 6156
2023 | 4221 | Palmyra-Eagle Area | Nexus Solutions | 15 | 15 | 7995000 | 40 | 11 | HVAC System Enhancements - Palmyra Eagle High School | 771159 | 604362 | 300 | 29988 | 1000
2023 | 4221 | Palmyra-Eagle Area | Nexus Solutions | 15 | 15 | 7995000 | 40 | 4 | Bldg Envelope Improvements - Eagle Elem | 1153773 | 905897 | 2042 | 43446
2023 | 4221 | Palmyra-Eagle Area | Nexus Solutions | 15 | 15 | 7995000 | 40 | 9 | Electrical Systems Improvements - Palmyra elem | 321500 | 331792 | 6862 | 10127 | 6193
2023 | 4221 | Palmyra-Eagle Area | Nexus Solutions | 15 | 15 | 7995000 | 40 | 8 | Building Enevelope Improvements - Palmyra Elem | 537040 | 398116 | 903 | 19111 | 614
2023 | 4221 | Palmyra-Eagle Area | Nexus Solutions | 15 | 15 | 7995000 | 40 | 7 | Plumbing System Modification - Palmyra Elem | 934019 | 775482 | 1171 | 37801
2023 | 4221 | Palmyra-Eagle Area | Nexus Solutions | 15 | 15 | 7995000 | 40 | 6 | HVAC System Enhancements - Palmyra Elem | 3563832 | 3253530 | 3320 | 160396 | 475
2023 | 4221 | Palmyra-Eagle Area | Nexus Solutions | 15 | 15 | 7995000 | 40 | 5 | Electrical system Improvements - Eagle elem | 408682 | 461002 | 6331 | 17132 | 5442
2023 | 4221 | Palmyra-Eagle Area | Nexus Solutions | 15 | 15 | 7995000 | 40 | 12 | Plumbing System Modifications - Palmyra Eagle High School | 23381 | 22342 | 618 | 553
2023 | 4221 | Palmyra-Eagle Area | Nexus Solutions | 15 | 15 | 7995000 | 40 | 10 | Building Control System Modifications - Palmyra Elem | 221690 | 760198 | 574 | 37080 | 8250
2023 | 4221 | Palmyra-Eagle Area | Nexus Solutions | 15 | 15 | 7995000 | 40 | 3 | Plumbing System Modification - Eagle Elem | 140750 | 129886 | 462 | 6121
2023 | 4221 | Palmyra-Eagle Area | Nexus Solutions | 15 | 15 | 7995000 | 40 | 2 | HVAC Systems Enhancements - Eagle elem | 40514 | 152933 | 80 | 7565
2023 | 4221 | Palmyra-Eagle Area | Nexus Solutions | 15 | 15 | 7995000 | 40 | 1 | Building Control System Modifications - Eagle Elem | 339387 | 757599 | 829 | 37158 | 2500
2023 | 4347 | Phillips | Ameresco | 15 | 15 | 2084958.33 | 40 | 3 | Building Automation Controls Replacement | 364525 | 0 | 3812 | 9000 | 0
2023 | 4347 | Phillips | Ameresco | 15 | 15 | 2084958.33 | 40 | 2 | Burner Replacement | 47324 | 0 | 525 | 0 | 0
2023 | 4347 | Phillips | Ameresco | 15 | 15 | 2084958.33 | 40 | 1 | Lighting Improvements | 415173 | 0 | 18843 | 2964 | 20000
2023 | 4347 | Phillips | Ameresco | 15 | 15 | 2084958.33 | 40 | 6 | Owner Descretion (i.e., ceiling tiles) | 63027 | 0 | 0 | 0 | 0
2023 | 4347 | Phillips | Ameresco | 15 | 15 | 2084958.33 | 40 | 5 | 1st Year Measurement & Verification | 18278 | 0 | 0 | 0 | 0
2023 | 4347 | Phillips | Ameresco | 15 | 15 | 2084958.33 | 40 | 4 | Roofing Replacement | 1176631 | 0 | 1052 | 7000 | 0
2023 | 4368 | Pittsville | Honeywell/ESG | 2 | 15 | 3136115 | 100 | 11 | Annual M&V and preventative services | 8761 | 0 | 0 | 0 | 0
2023 | 4368 | Pittsville | Honeywell/ESG | 2 | 15 | 3136115 | 100 | 12 | Gymnasium fans | 20387 | 44.6 | 373 | 0 | 0
2023 | 4368 | Pittsville | Honeywell/ESG | 2 | 15 | 3136115 | 100 | 4 | HVAC improvements, cooling tower replacement | 1361786 | 204.7 | 4740 | 2500 | 0
2023 | 4368 | Pittsville | Honeywell/ESG | 2 | 15 | 3136115 | 100 | 3 | Lighting improvements | 456619 | 21.2 | 17238 | 1980 | 0
2023 | 4368 | Pittsville | Honeywell/ESG | 2 | 15 | 3136115 | 100 | 2 | Variable speed drives/Ventilation controls | 50499 | 18.8 | 4242 | 0 | 0
2023 | 4368 | Pittsville | Honeywell/ESG | 2 | 15 | 3136115 | 100 | 10 | Baseline developments | 9638 | 0 | 0 | 0 | 0
2023 | 4368 | Pittsville | Honeywell/ESG | 2 | 15 | 3136115 | 100 | 9 | Project development costs | 143539 | 0 | 0 | 0 | 0
2023 | 4368 | Pittsville | Honeywell/ESG | 2 | 15 | 3136115 | 100 | 8 | Vending machine controls | 2866 | 11.7 | 199 | 0 | 0
2023 | 4368 | Pittsville | Honeywell/ESG | 2 | 15 | 3136115 | 100 | 7 | Roof replacement (ES) | 337706 | 162.9 | 1692 | 0 | 0
2023 | 4368 | Pittsville | Honeywell/ESG | 2 | 15 | 3136115 | 100 | 1 | Energy management & DDC - EMS upgrade | 612733 | 72.6 | 11894 | 0 | 0
2023 | 4368 | Pittsville | Honeywell/ESG | 2 | 15 | 3136115 | 100 | 5 | Plumbing improvements | 73499 | 8.7 | 4367 | 2760 | 0
2023 | 4368 | Pittsville | Honeywell/ESG | 2 | 15 | 3136115 | 100 | 6 | Building envelopes/Air Leakage | 58082 | 11.2 | 4810 | 0 | 0
2023 | 4508 | Port Edwards | Complete Control Inc | 1 |  | 395000 | 54 | 1 | Replace ES Lower Flat Roof and Misc Measures | 395000 | 19.7 | 1634 | 13725
2023 | 4508 | Port Edwards | Complete Control, Inc. | 1 |  | 510000 | 55 | 3 | Contigency/Fees | 88500 | 0 | 0 | 0
2023 | 4508 | Port Edwards | COMPLETE CONTROL, INC. | 1 |  | 490000 | 55 | 4 | REPLACE ROOF AREAS 3 AND 4 WITH RUBBER | 89041 | 15.8 | 393 | 5230
2023 | 4508 | Port Edwards | COMPLETE CONTROL, INC. | 1 |  | 490000 | 55 | 3 | REPLACE ROOF AREAS A,E,F, AI, AE/J/Q WITH RUBBER | 129150 | 18.9 | 133 | 6685
2023 | 4508 | Port Edwards | COMPLETE CONTROL, INC. | 1 |  | 490000 | 55 | 2 | REPLACE ROOF AREAS R AND S WITH RUBBER | 41626 | 15.9 | 107 | 2510
2023 | 4508 | Port Edwards | COMPLETE CONTROL, INC. | 1 |  | 490000 | 55 | 1 | REPLACE ROOF AREAS X,D,A,F,I,T WITH RUBBER | 230183 | 18.9 | 857 | 11350
2023 | 4508 | Port Edwards | Complete Control, Inc. | 1 |  | 510000 | 55 | 1 | Replace Flat Roof | 268500 | 19.6 | 2232 | 13724
2023 | 4508 | Port Edwards | Complete Control, Inc. | 1 |  | 510000 | 55 | 2 | Replace Mansard Roof | 153000 | 26.8 | 304 | 6350
2023 | 4508 | Port Edwards | Lockheed Martin | 1 |  | 182685 | 55 | 3 | PC Fee TBD | 27685 | 0 | 0 | 0 | 0
2023 | 4508 | Port Edwards | Lockheed Martin | 1 |  | 182685 | 55 | 2 | Upgrade chiller to more efficient unit | 106000 | 20.4 | 2592 | 2000 | 0
2023 | 4508 | Port Edwards | Lockheed Martin | 1 |  | 182685 | 55 | 1 | Replace Kewauneed Steam Boiler | 49000 | 17.1 | 2763 | 2500 | 0
2023 | 4515 | Port Washington-Saukville | McKinstry Essention LLC | 15 | 10 | 1800000 | 30 | 4 | Mechanicals Upgrade | 1129814 | 12.5 | 3181 | 87041 | 1482
2023 | 4515 | Port Washington-Saukville | McKinstry Essention LLC | 15 | 10 | 1800000 | 30 | 3 | Controls Upgrade | 510810 | 9.8 | 6534 | 45279 | 2990
2023 | 4515 | Port Washington-Saukville | McKinstry Essention LLC | 15 | 10 | 1800000 | 30 | 1 | Building Envelope Improvements | 157615 | 6.5 | 12170 | 11271 | 5716
2023 | 4515 | Port Washington-Saukville | McKinstry Essention LLC | 15 | 10 | 1800000 | 30 | 2 | Vending Machine Controls | 1761 | 5.8 | 117 | 126 | 360
2023 | 4529 | Potosi | Epic Construction | 1 |  | 170000 | 50 | 2 | Lighting Upgrade | 9930 | 1.1 | 3690 | 5445
2023 | 4529 | Potosi | Epic Construction | 1 |  | 170000 | 50 | 1 | Boiler Plant - Condensing Boilers | 160070 | 18.3 | 1794 | 6940
2023 | 4536 | Poynette | ESG/Honeywell | 15 | 15 | 1625000 | 50 | 4 | New Construction Lighting | 612364 | 15.5 | 26988 | 2572 | 16471
2023 | 4536 | Poynette | ESG/Honeywell | 15 | 15 | 1625000 | 50 | 5 | New Construction Facility Access Control System | 229968 | 0 | 0 | 0 | 0
2023 | 4536 | Poynette | ESG/Honeywell | 15 | 15 | 1625000 | 50 | 6 | Misc Operations & Maintenance repairs | 64693 | 27.8 | 0 | 1800 | 0
2023 | 4536 | Poynette | ESG/Honeywell | 15 | 15 | 1625000 | 50 | 10 | Domestic Hot Water Heater replacement HS bldg | 33996 | 237.5 | 110 | 0 | 2500
2023 | 4536 | Poynette | ESG/Honeywell | 15 | 15 | 1625000 | 50 | 12 | Steam trap repair-Arlington | 30799 | 23.8 | 0 | 1000 | 0
2023 | 4536 | Poynette | ESG/Honeywell | 15 | 15 | 1625000 | 50 | 13 | Boiler Update-Arlington | 65398 | 15.9 | 677 | 2500 | 0
2023 | 4536 | Poynette | ESG/Honeywell | 15 | 15 | 1625000 | 50 | 14 | Ventilation Improvements-unit ventilators -Arlington | 25618 | 0 | 0 | 0 | 0
2023 | 4536 | Poynette | ESG/Honeywell | 15 | 15 | 1625000 | 50 | 15 | Ventilation Improvements-Gym UH/AHU Arlington | 24971 | 0 | 0 | 0 | 0
2023 | 4536 | Poynette | ESG/Honeywell | 15 | 15 | 1625000 | 50 | 16 | Project development, commissioning & bonds | 172397 | 0 | 0 | 0 | 0
2023 | 4536 | Poynette | ESG/Honeywell | 15 | 15 | 1625000 | 50 | 17 | Baseline Development & pre-construction M&V | 22498 | 0 | 0 | 0 | 0
2023 | 4536 | Poynette | ESG/Honeywell | 15 | 15 | 1625000 | 50 | 18 | 15 years of annual M & V Services | 174104 | 0 | 0 | 0 | 0
2023 | 4536 | Poynette | ESG/Honeywell | 15 | 15 | 1625000 | 50 | 7 | Plumbing improvements | 59790 | 9.3 | 4194 | 759 | 0
2023 | 4536 | Poynette | ESG/Honeywell | 15 | 15 | 1625000 | 50 | 8 | Building envelope/air leakage | 146444 | 14.5 | 7826 | 0 | 0
2023 | 4536 | Poynette | ESG/Honeywell | 15 | 15 | 1625000 | 50 | 9 | Variable speed drives/ventilation control | 80650 | 5.8 | 10179 | 183 | 0
2023 | 4536 | Poynette | ESG/Honeywell | 15 | 15 | 1625000 | 50 | 11 | Domestic Hot Water Heater repalcement 1-8 bldg | 38064 | 168.1 | 175 | 0 | 150
2023 | 4536 | Poynette | ESG/Honeywell | 15 | 15 | 2431167 | 50 | 1 | C.1b - Energy Management and DDC - Enhanced Scope + PSA | 633849 | 37.9 | 12911 | 0 | 0
2023 | 4536 | Poynette | ESG/Honeywell | 15 | 15 | 2431167 | 50 | 4 | L.1psa - New Construction Lighting & facility access | 821021 | 14.9 | 26988 | 2572 | 16471
2023 | 4536 | Poynette | ESG/Honeywell | 15 | 15 | 2431167 | 50 | 5 | v.1 ventilation ah/ahu refurbish | 50589 | 0 | 456 | 0 | 0
2023 | 4536 | Poynette | ESG/Honeywell | 15 | 15 | 2431167 | 50 | 6 | O&M.2 Miscellaneous Operations & Maintenance Repairs | 64693 | 27.8 | 0 | 1800 | 0
2023 | 4536 | Poynette | ESG/Honeywell | 15 | 15 | 2431167 | 50 | 2 | C.3 - Vending Machine Controls | 4977 | 7.2 | 516 | 0 | 120
2023 | 4536 | Poynette | ESG/Honeywell | 15 | 15 | 2431167 | 50 | 3 | E.1 - Motor Efficiency Improvements | 10431 | 8.7 | 927 | 0 | 0
2023 | 4536 | Poynette | ESG/Honeywell | 15 | 15 | 2431167 | 50 | 7 | P.1 - Plumbing Improvements | 59790 | 9.3 | 4194 | 759 | 0
2023 | 4536 | Poynette | ESG/Honeywell | 15 | 15 | 2431167 | 50 | 12 | pdc & b proj dev, commissioning & bonds | 371398 | 0 | 0 | 0 | 0
2023 | 4536 | Poynette | ESG/Honeywell | 15 | 15 | 2431167 | 50 | 8 | S.1 - Building Envelope/Air Leakage | 146444 | 14.5 | 7826 | 0 | 0
2023 | 4536 | Poynette | ESG/Honeywell | 15 | 15 | 2431167 | 50 | 9 | TRS.1 - Baseline Development & maint srvs | 22497 | 0 | 0 | 0 | 0
2023 | 4536 | Poynette | ESG/Honeywell | 15 | 15 | 2431167 | 50 | 10 | E.2 - Variable Speed Drives/Ventilation Control - Poynette High School | 77415 | 5.5 | 10179 | 183 | 2500
2023 | 4536 | Poynette | ESG/Honeywell | 15 | 15 | 2431167 | 50 | 11 | M.5 Boiler update-steam trap repair hot water replcmt | 168063 | 444 | 962 | 3500 | 150
2023 | 4536 | Poynette | ESG/Honeywell | 15 | 15 | 1625000 | 50 | 1 | Energy Management and DDC Enhanced | 633849 | 37.9 | 12911 | 0 | 0
2023 | 4536 | Poynette | ESG/Honeywell | 15 | 15 | 1625000 | 50 | 2 | Vending Machine Controls | 5133 | 7.5 | 516 | 0 | 120
2023 | 4536 | Poynette | ESG/Honeywell | 15 | 15 | 1625000 | 50 | 3 | Motor Efficiency Improvements | 10431 | 8.7 | 927 | 0 | 0
2023 | 4543 | Prairie Du Chien Area | CESA #10 | 1 |  | 538990 | 50 | 1 | Hybrid Boiler Plant - BAK | 41311.89 | 2.5 | 1824 | 15000
2023 | 4543 | Prairie Du Chien Area | CESA #10 | 1 |  | 538990 | 50 | 8 | Clay Room Efficiencies-HS | 51910.34 | 8.4 | 121 | 7500
2023 | 4543 | Prairie Du Chien Area | CESA #10 | 1 |  | 538990 | 50 | 7 | Replace Kitchen Booster Heater-BV | 15678 | 47 | 334 | 0
2023 | 4543 | Prairie Du Chien Area | CESA #10 | 1 |  | 538990 | 50 | 6 | Domestic Hot Water System-BV | 30270.67 | 46.4 | 650 | 2
2023 | 4543 | Prairie Du Chien Area | CESA #10 | 1 |  | 538990 | 50 | 10 | CESA Fee | 53413 | 0 | 0 | 0
2023 | 4543 | Prairie Du Chien Area | CESA #10 | 1 |  | 538990 | 50 | 4 | Art & Language Lighting-BV | 11767.72 | 19.5 | 602 | 0
2023 | 4543 | Prairie Du Chien Area | CESA #10 | 1 |  | 538990 | 50 | 3 | Exterior Lighting Measures-all buildings | 85514.63 | 6.1 | 5582 | 8500
2023 | 4543 | Prairie Du Chien Area | CESA #10 | 1 |  | 538990 | 50 | 2 | Recommission Digital Controls-BV&BAK | 19675.93 | 1.7 | 7053 | 4500
2023 | 4543 | Prairie Du Chien Area | CESA #10 | 1 |  | 538990 | 50 | 9 | Roofing Upgrades | 220449.86 | 34.2 | 644 | 4960
2023 | 4543 | Prairie Du Chien Area | CESA #10 | 1 |  | 538990 | 50 | 5 | Interior Lighting Upgrade-HS | 8997.96 | .4 | 338 | 20000
2023 | 4578 | Prescott | Trane US Inc. | 15 | 15 | 1176804 | 80 | 1 | Trane air handling unit, vav system, natural gas hi efficiency condensing boilers, occupancy sensors and electrical upgrade | 1176804 | 77 | 12822 | 2482 | 0
2023 | 4578 | Prescott | Trane | 15 | 15 | 3864040 | 50 | 1 | Updated HVAC systems Installation Building automation systems Domestic Hot Water Upgrades LED Lighting Upgrades Ceiling Tile Upgrades Duct Board Rep | 4578115.28 | 50 | 28718 | 261161 | 0
2023 | 4613 | Pulaski Community | H&H Energy Services | 1 | 10 | 8501676 | 40 | 7 | High School | 2758378 | 16.6 | 8521 | 158027 | 0
2023 | 4613 | Pulaski Community | H&H Energy Services | 1 | 10 | 8501676 | 40 | 6 | Middle School | 1854592 | 13.3 | 7200 | 132062 | 0
2023 | 4613 | Pulaski Community | H&H Energy Services | 1 | 10 | 8501676 | 40 | 5 | Glenbrook Elementary | 1231487 | 12.6 | 5247 | 92192 | 0
2023 | 4613 | Pulaski Community | H&H Energy Services | 1 | 10 | 8501676 | 40 | 4 | Hillcrest Elementary | 792245 | 15 | 2686 | 50223 | 0
2023 | 4613 | Pulaski Community | H&H Energy Services | 1 | 10 | 8501676 | 40 | 3 | Sunnyside Elementary | 810515 | 15 | 2312 | 51821 | 0
2023 | 4613 | Pulaski Community | H&H Energy Services | 1 | 10 | 8501676 | 40 | 2 | Lannoye Elementary | 758099 | 16.4 | 3047 | 43275 | 0
2023 | 4613 | Pulaski Community | H&H Energy Services | 1 | 10 | 8501676 | 40 | 1 | Fairview Elementary | 279602 | 15.9 | 547 | 17011 | 0
2023 | 4613 | Pulaski Community | H&H Energy Services | 1 | 10 | 8501676 | 40 | 8 | Bus Garage | 16759 | 11.3 | 851 | 637 | 0
2023 | 4620 | Racine | Johnson Controls Inc. | 20 | 15 | 23352549 | 30 | 1 | Johnson Controls1 - Lighting, Building Automation, Mechanical Sys, Building Env/Pipe Ins, Window, Plumbing, Pool, & Steam to Hot H2O upgrades | 22634778 | 20.82 | 277844 | 46912 | 15248000
2023 | 4620 | Racine | Johnson Controls Inc. | 20 | 15 | 23352549 | 30 | 2 | Johnson Controls2 - Lighting, Building Automation, Mechanical Sys, Building Env/Pipe Ins, Window, Plumbing, Pool, & Steam to Hot H2O upgrades | 5459152 | 20.14 | 38859 | 55789 | 3529438
2023 | 4620 | Racine | Johnson Controls | 10 | 20 | 2744374 | 50 | 3 | Upgrade system controls and network | 243263 | 0 | 0
2023 | 4620 | Racine | Johnson Controls | 10 | 20 | 2744374 | 50 | 4 | Upgrade 5 condensing water heaters | 65555 | 49.9 | 1313
2023 | 4620 | Racine | Johnson Controls | 10 | 20 | 2744374 | 50 | 6 | Allowance and Measurement & Verification | 35586 | 0 | 0
2023 | 4620 | Racine | Trane US Inc | 20 | 20 | 16731035 | 50 | 2 | Fratt Elem. - Replace and upgrade HVAC contols to current technology | 507546 | 22.3 | 2324 | 20443
2023 | 4620 | Racine | Trane US Inc | 20 | 20 | 16731035 | 50 | 5 | Mitchell - HVAC Upgrades / Steam to hot water conversion and AHU upgrade | 10285514 | 23.5 | 35101 | 402550
2023 | 4620 | Racine | Trane US Inc | 20 | 20 | 16731035 | 50 | 7 | Mitchell - Recommission air and water systems | 28539 | 3.4 | 7019 | 1277
2023 | 4620 | Racine | Johnson Controls | 10 | 20 | 2744374 | 50 | 5 | Additional Installation Items (Balancing, Duct Leakage, Hot-Water Piping Install) | 369842 | 0 | 0
2023 | 4620 | Racine | Johnson Controls | 10 | 20 | 2744374 | 50 | 1 | Interconnect hot water Systems - combine 3 heating plants into a central plant | 544500 | 17.3 | 9386 | 22130
2023 | 4620 | Racine | Trane U.S. Inc. | 10 | 8 | 6632340 | 50 | 2 | Fire Alarm Upgrade (Jerstad-Agerholm School) | 465908 | 21.2 | 0 | 21984 | 0
2023 | 4620 | Racine | Trane US Inc | 20 | 20 | 16731035 | 50 | 3 | Fratt Elem. - Recommission air and water systems | 17502 | 5.2 | 2177 | 1187
2023 | 4620 | Racine | Trane US Inc | 20 | 20 | 16731035 | 50 | 1 | Fratt Elem. - HVAC Upgrades / Steam to hot water conversion and AHU upgrade | 4646463 | 25.3 | 11338 | 172501
2023 | 4620 | Racine | Trane US Inc | 20 | 20 | 16731035 | 50 | 4 | Fratt Elem. - Domestic Hot Water Heater Upgrade | 69325 | 22.1 | 236 | 2906
2023 | 4620 | Racine | Trane US Inc | 20 | 20 | 16731035 | 50 | 6 | Mitchell - Replace and upgrade HVAC contols to current technology | 750442 | 0 | 0 | 30491
2023 | 4620 | Racine | Trane US Inc | 20 | 20 | 16731035 | 50 | 8 | Mitchell - Domestic Hot Water Heater Upgrade | 155020 | 10.5 | 6554 | 8220
2023 | 4620 | Racine | Trane US Inc | 20 | 20 | 16731035 | 50 | 9 | Mitchell - Roofing improvements | 270686 | 18.9 | 229 | 14068
2023 | 4620 | Racine | Trane U.S. Inc. | 10 | 8 | 6632340 | 50 | 1 | Steam to Hot Water Heating System Conversion (Jerstad-Agerholm School) | 6166432 | 16.7 | 27046 | 309403 | 33600
2023 | 4620 | Racine | Trane U.S. Inc. | 10 |  | 8064423 | 50 | 2 | Fire Alarm Upgrade | 488520 | 22.2 | 0 | 21984 | 0
2023 | 4620 | Racine | Trane U.S. Inc. | 10 |  | 8064423 | 50 | 1 | Steam to Hot Water Heating System Conversion | 7575903 | 20.5 | 27046 | 309403 | 33600
2023 | 4620 | Racine | Johnson Controls & Trane Corp | 20 | 20 | 43611467 | 20 | 1 | Johnson Controls1-Lighting, Building Automation, Mechanical Sys, Building Env/Pipe Ins, Window, Plumbing, Pool, & Steam to Hot H2O upgrades | 18658665 | 18 | 5556873 | 938236 | 15248000
2023 | 4620 | Racine | Johnson Controls & Trane Corp | 20 | 20 | 43611467 | 20 | 2 | Trane1-Lighting retrofits, Window & Door replacements, Roofing, and Mechanical Systems | 15766918 | 15 | 3985629 | 22507754
2023 | 4620 | Racine | Johnson Controls & Trane Corp | 20 | 20 | 43611467 | 20 | 3 | Johnson Controls2-Lighting, Building Automation, Mechanical Sys, Building Env/Pipe Ins, Window, Plumbing, Pool, & Steam to Hot H2O upgrades | 4693884 | 18 | 777172 | 1115783 | 3529438
2023 | 4620 | Racine | Johnson Controls & Trane Corp | 20 | 20 | 43611467 | 20 | 4 | Trane2-Lighting retrofits, Window & Door replacements, Roofing, and Mechanical Systems | 4492000 | 18 | 974508 | 4651181
2023 | 4620 | Racine | Trane U.S. Inc. | 20 | 15 | 20258918 | 30 | 2 | Trane2 - Lighting retrofits, Window & Door replacements, Roofing, and Mechanical Systems | 5224354 | 18.57 | 48725 | 232559
2023 | 4620 | Racine | Trane U.S. Inc. | 20 | 15 | 20258918 | 30 | 1 | Trane1 - Lighting retrofits, Window & Door replacements, Roofing, and Mechanical Systems | 19126808 | 14.44 | 199281 | 1125387
2023 | 4620 | Racine | Johnson Controls | 10 | 20 | 2744374 | 50 | 2 | Replace air-handling units with rooftop units and system control upgrades | 1477455 | 17.1 | 16904 | 69259
2023 | 4627 | Randall J1 | McKinstry | 1 |  | 200000 | 40 | 1 | Interior Lighting Upgrades | 200000 | 11.6 | 6175 | 10000
2023 | 4627 | Randall J1 | McKinstry | 1 |  | 425000 | 40 | 1 | DX Unit Replacements | 171824 | 13.5 | 3277 | 9450
2023 | 4627 | Randall J1 | McKinstry | 1 |  | 425000 | 40 | 2 | Interior Lighting Upgrades | 253176 | 11.6 | 7817 | 13925
2023 | 4627 | Randall J1 | MKINSTRY | 1 |  | 255000 | 40 | 4 | LIGHTING-QUANTITY, TYPE & LOCATION OF FIXTURE, PRE & POST PROJECT FIXTURE INPUT POWER, LIGHTING FIXTURE ANNUAL HOURS OF OPERATION | 30000 | 9.2 | 3250
2023 | 4627 | Randall J1 | MKINSTRY | 1 |  | 255000 | 40 | 3 | DOOR & WINDOW REPLACEMENT-QUANTITY & TYPE OF DOOR, INSULATING VALUE, ANNUAL WEATHER CONDITIONS | 57918 | 7.6 | 7657
2023 | 4627 | Randall J1 | MKINSTRY | 1 |  | 255000 | 40 | 2 | COMPRESSOR REPLACEMENT-MOTOR EFFICIENCY, TYPE & QUANTITY OF EQUIPMENT, ANNUAL WEATHER CONDITIONS, ANNUAL HOURS OF OPERATION | 24475 | 9.4 | 2595
2023 | 4627 | Randall J1 | MKINSTRY | 1 |  | 255000 | 40 | 1 | ROOFING REPAIRE-ROOF-R-VALUE, AREA OF NEW ROOFING MATERIAL | 142607 | 37.8 | 3775
2023 | 4686 | Raymond #14 | McKinstry | 20 | 20 | 1900000 | 20 | 1 | Interior Lighting Updgrades | 316666.66 | 20 | 11804 | 1967.33 | 0
2023 | 4686 | Raymond #14 | McKinstry | 1 | 20 | 1900000 | 20 | 6 | Recommissioning & Controls | 316666.66 | 20 | 11804 | 1967.33 | 0
2023 | 4686 | Raymond #14 | McKinstry | 1 | 20 | 1900000 | 20 | 4 | Sewer Plumbing Work | 316666.66 | 20 | 11804 | 1967.33 | 0
2023 | 4686 | Raymond #14 | McKinstry | 1 | 20 | 1900000 | 20 | 3 | Replace Roofing System | 316666.66 | 20 | 11804 | 1967.33 | 0
2023 | 4686 | Raymond #14 | McKinstry | 1 | 20 | 1900000 | 20 | 2 | Gym & Cafeteria RTU Upgrades | 316666.66 | 20 | 11804 | 1967.33 | 0
2023 | 4686 | Raymond #14 | McKinstry | 1 | 20 | 1900000 | 20 | 1 | Interior Lighting Upgrades | 316666.66 | 20 | 11804 | 1967.33 | 0
2023 | 4686 | Raymond #14 | McKinstry | 20 | 20 | 1900000 | 20 | 5 | Window Replacement | 316666.66 | 20 | 11804 | 1967.33 | 0
2023 | 4686 | Raymond #14 | McKinstry | 20 | 20 | 1900000 | 20 | 4 | Sewer Plumbing Work | 316666.66 | 20 | 11804 | 1967.33 | 0
2023 | 4686 | Raymond #14 | McKinstry | 20 | 20 | 1900000 | 20 | 6 | Recommissioning & Controls | 316666.66 | 20 | 11804 | 1967.33 | 0
2023 | 4686 | Raymond #14 | McKinstry | 1 | 20 | 1900000 | 20 | 5 | Window Replacement | 316666.66 | 20 | 11804 | 1967.33 | 0
2023 | 4686 | Raymond #14 | McKinstry | 20 | 20 | 1900000 | 20 | 2 | Gym & Cafeteria RTU Upgrades | 316666.66 | 20 | 11804 | 1967.33 | 0
2023 | 4686 | Raymond #14 | McKinstry | 20 | 20 | 1900000 | 20 | 3 | Replace Roofing System | 316666.66 | 20 | 11804 | 1967.33 | 0
2023 | 4802 | Rice Lake Area | Apex energy solutions | 20 | 10 | 5157604 | 70 | 1 | Replacement of mechanical systems in middle school | 5157604 | 66 | 26691 | 17182 | 3393576
2023 | 4851 | Richland | Johnson Controls, Inc. | 10 | 10 | 4925000 | 30 | 1 | HVAC-BOILERS REPLACED, VSD, AHU, | 3504712.03 | 10 | 34427.45 | 23563 | 76712.84
2023 | 4851 | Richland | Johnson Controls, Inc. | 10 | 10 | 4925000 | 30 | 2 | LIGHTING | 1191853.37 | 10 | 66878.48 | 9155 | 0
2023 | 4851 | Richland | Johnson Controls, Inc. | 10 | 10 | 4925000 | 30 | 3 | PLUMBING-FIXTURE UPGRADES, REPLACE DHW | 191868.93 | 10 | 16010.91 | 0 | 10.12
2023 | 4865 | Rio Community | Honeywell Energy Services Group | 15 | 15 | 2261277 | 50 | 1 | Building Control Improvements | 334118 | 9.1 | 13798 | 3000
2023 | 4865 | Rio Community | Honeywell Energy Services Group | 15 | 15 | 2261277 | 50 | 3 | Building envelope improvements | 46048 | 14.1 | 3274
2023 | 4865 | Rio Community | Honeywell Energy Services Group | 15 | 15 | 2261277 | 50 | 2 | Lighting improvements | 376262 | 8 | 17847 | 5000
2023 | 4865 | Rio Community | Honeywell Energy Services Group | 15 | 15 | 2261277 | 50 | 4 | Building roof improvements | 1504849 | 14.1 | 6867 | 2853
2023 | 4904 | River Ridge | FEH Design | 1 |  | 153498 | 50 | 1 | Asphalt Parking Paving & Striping | 77246.56 | .7 | 0 | 110713.12 | 0
2023 | 4904 | River Ridge | FEH Design | 1 |  | 153498 | 50 | 3 | Aluminum Windows/Framing Necessary for Occupied Classrooms | 31447.03 | .7 | 0 | 45071.25 | 0
2023 | 4904 | River Ridge | FEH Design | 1 |  | 153498 | 50 | 2 | Site Grading, Base Course & Utilities | 44804.41 | .7 | 0 | 64215.63 | 0
2023 | 4904 | River Ridge | McKinstry Essention Inc | 5 | 5 | 1079907 | 25 | 1 | Unit Ventilator HVAC Upgrades | 162290 | 5.2 | 1700 | 29790
2023 | 4904 | River Ridge | McKinstry Essention Inc | 5 | 5 | 1079907 | 25 | 2 | Electrical Code Upgrades | 917617 | 5.8 | 0 | 157355
2023 | 5523 | River Valley | H&H Energy Services Inc. | 1 |  | 600000 | 50 | 3 | Domestic Water Heaters | 36247 | 13.5 | 238 | 300 | 29000
2023 | 5523 | River Valley | H&H Energy Services Inc. | 1 |  | 600000 | 50 | 1 | HVAC Upgrades | 442929 | 7.9 | 5925 | 9800 | 318500
2023 | 5523 | River Valley | H&H Energy Services Inc. | 1 |  | 600000 | 50 | 1 | HVAC Upgrades | 442929 | 7.9 | 5925 | 9800 | 318500
2023 | 5523 | River Valley | Complete Control, Inc. | 2 |  | 1000000 | 50 | 5 | Miscellaneous Measures | 121644 | 35.7 | 0 | 3403
2023 | 5523 | River Valley | H&H Energy Services Inc. | 1 |  | 600000 | 50 | 3 | Domestic Water Heaters | 36247 | 13.5 | 238 | 300 | 29000
2023 | 5523 | River Valley | Complete Control Inc. | 2 |  | 1000000 | 50 | 3 | Lighting Measures | 94835 | 18 | 3915 | 1353
2023 | 5523 | River Valley | Complete Control Inc. | 2 |  | 1000000 | 50 | 5 | Miscellaneous Measures | 121644 | 35.7 | 0 | 3403
2023 | 5523 | River Valley | Complete Control Inc. | 2 |  | 1000000 | 50 | 2 | HVAC / Control Measures | 142392 | 20.6 | 1857 | 5049
2023 | 5523 | River Valley | Complete Control, Inc. | 2 |  | 1000000 | 50 | 4 | Building Envelope Measures | 219645 | 36.3 | 1841 | 4214
2023 | 5523 | River Valley | Complete Control, Inc. | 2 |  | 1000000 | 50 | 3 | Lighting Measures | 94835 | 18 | 3915 | 1353
2023 | 5523 | River Valley | Complete Control, Inc. | 2 |  | 1000000 | 50 | 2 | HVAC / Control Measures | 142392 | 20.6 | 1857 | 5049
2023 | 5523 | River Valley | Complete Control Inc. | 2 |  | 1000000 | 50 | 4 | Building Envelope Measures | 219645 | 36.3 | 1841 | 4214
2023 | 5523 | River Valley | H&H Energy Services Inc. | 1 |  | 600000 | 50 | 2 | Roofing Upgrades | 120824 | 15.7 | 133 | 1350 | 97500
2023 | 5523 | River Valley | CESA 10 | 1 |  | 1 | 75 | 1 | Building Envelope Meashures | 278000 | 43.4 | 857 | 5500
2023 | 5523 | River Valley | CESA 10 | 1 |  | 1 | 75 | 2 | Lighting Measures | 112722 | 9.8 | 7002 | 4500
2023 | 5523 | River Valley | H&H Energy Services Inc. | 1 |  | 600000 | 50 | 6 | Entire Energy Efficiency Project | 600000 | 8.7 | 6296 | 11450 | 445000
2023 | 5523 | River Valley | H&H Energy Services Inc. | 1 |  | 600000 | 50 | 6 | Entire Energy Efficiency Project | 600000 | 8.7 | 6296 | 11450 | 445000
2023 | 5523 | River Valley | Complete Control, Inc. | 2 |  | 1000000 | 50 | 1 | Mechanical Measures | 421484 | 34.1 | 1217 | 11152
2023 | 5523 | River Valley | Complete Control Inc. | 2 |  | 1000000 | 50 | 1 | Mechanical Measures | 421484 | 34.1 | 1217 | 11152
2023 | 5523 | River Valley | H&H Energy Services Inc. | 1 |  | 600000 | 50 | 2 | Roofing Upgrades | 120824 | 15.7 | 133 | 1350 | 97500
2023 | 3850 | Riverdale | McKinstry | 10 | 15 | 10224366.3 | 50 | 8 | BUILDING ENVELOPE UPGRADES | 396553 | 3.33 | 1978 | 116947.18 | 0
2023 | 3850 | Riverdale | McKinstry | 10 | 15 | 10224366.3 | 50 | 7 | ROOFING UPGRADES | 1615965 | 19.85 | 2311 | 79081.06 | 0
2023 | 3850 | Riverdale | McKinstry | 10 | 15 | 10224366.3 | 50 | 6 | ADA/LIFESAFETY UPGRADES | 868613 | 7.32 | 523 | 118191.4 | 0
2023 | 3850 | Riverdale | McKinstry | 10 | 15 | 10224366.3 | 50 | 5 | ELECTRICAL UPGRADES | 295522 | 6.08 | 323 | 48321.73 | 0
2023 | 3850 | Riverdale | McKinstry | 10 | 15 | 10224366.3 | 50 | 4 | WATER CONSERVATION | 292656 | 4.55 | 2116 | 62163.27 | 0
2023 | 3850 | Riverdale | McKinstry | 10 | 15 | 10224366.3 | 50 | 3 | IT UPGRADES | 946748 | 13.16 | 1516 | 70418.6 | 0
2023 | 3850 | Riverdale | McKinstry | 10 | 15 | 10224366.3 | 50 | 2 | LIGHTING UPGRADES | 245215 | 4 | 290 | 61040.06 | 0
2023 | 3850 | Riverdale | McKinstry | 10 | 15 | 10224366.3 | 50 | 1 | HVAC UPGRADES | 3838728 | 13.3 | 4127 | 280622.65 | 43830.79
2023 | 3850 | Riverdale | McKinstry | 15 |  | 173715.36 | 50 | 3 | IT Upgrades | 47558.56 | 23.8 | 2000.13
2023 | 3850 | Riverdale | McKinstry | 15 |  | 173715.36 | 50 | 2 | Lighting Upgrades | 8288 | 16.4 | 506.43
2023 | 3850 | Riverdale | McKinstry | 15 |  | 173715.36 | 50 | 1 | HVAC upgrades | 115068.8 | 21.4 | 5377.05
2023 | 3850 | Riverdale | McKinstry | 15 |  | 173715.36 | 50 | 4 | Destratification Fans | 2800 | 20.2 | 138.39
2023 | 4956 | Rosendale-Brandon | TRANE | 10 | 10 | 6834644 | 50 | 3 | CONTROLS/ENERGY AUTOMATION | 1384397 | 27.6 | 3090.12 | 47736 | 0
2023 | 4956 | Rosendale-Brandon | TRANE | 10 | 10 | 6834644 | 50 | 4 | WATER SAVING STRATEGIES | 419977 | 28.7 | 505.75 | 14349 | 0
2023 | 4956 | Rosendale-Brandon | TRANE | 10 | 10 | 6834644 | 50 | 2 | LIGHTING RETROFITS TO LED | 837256 | 8.1 | 46837.69 | 32340 | 25000
2023 | 4956 | Rosendale-Brandon | TRANE | 10 | 10 | 6834644 | 50 | 1 | HVAC UPGRADES | 2918179 | 17.7 | 24926.25 | 141968 | 0
2023 | 4956 | Rosendale-Brandon | TRANE | 10 | 10 | 6834644 | 50 | 5 | BUILDING ENVELOPE | 1181791 | 12.4 | 809.68 | 95535 | 0
2023 | 1673 | Royall | Schneider Electric | 10 | 10 | 2475452 | 20 | 1 | Specific Measures to be Reported | 2475452 | 1 | 1 | 1 | 1
2023 | 2422 | Saint Croix Central | McKinstry | 5 | 5 | 2000000 | 25 | 7 | Dust Collector Replacement | 82000 | 15.4 | 1173 | 4100 | 780
2023 | 2422 | Saint Croix Central | McKinstry | 20 | 20 | 100900943 | 50 | 7 | Roofing Improvements | 4117350.36 | 22.9 | 2592 | 176979 | 0
2023 | 2422 | Saint Croix Central | McKinstry | 20 | 20 | 100900943 | 50 | 4 | Green IT | 14389.65 | 6.3 | 2270 | 0 | 0
2023 | 2422 | Saint Croix Central | McKinstry | 20 | 20 | 100900943 | 50 | 12 | DES | 123952.51 | 0 | 0 | 0 | 0
2023 | 2422 | Saint Croix Central | McKinstry | 20 | 20 | 100900943 | 50 | 11 | Kitchen Equipment Replacements | 156180.16 | 12.2 | 218 | 12600 | 0
2023 | 2422 | Saint Croix Central | McKinstry | 20 | 20 | 100900943 | 50 | 10 | Window Upgrades | 95315.76 | 21.7 | 46 | 4345 | 0
2023 | 2422 | Saint Croix Central | McKinstry | 20 | 20 | 100900943 | 50 | 9 | Water conservation | 81226.08 | 9.1 | 8500 | 400 | 0
2023 | 2422 | Saint Croix Central | McKinstry | 20 | 20 | 100900943 | 50 | 8 | Vending Machine Controls | 3672.71 | 6.4 | 573 | 0 | 0
2023 | 2422 | Saint Croix Central | McKinstry | 20 | 20 | 100900943 | 50 | 6 | Interior Lighting Upgrades | 175318.43 | 13.7 | 10727 | 1293 | 11005
2023 | 2422 | Saint Croix Central | McKinstry | 20 | 20 | 100900943 | 50 | 2 | Coil Coatings | 110364.84 | 16.7 | 6611 | 0 | 0
2023 | 2422 | Saint Croix Central | McKinstry | 20 | 20 | 100900943 | 50 | 5 | HVAC Renovation | 6991096.34 | 36.4 | 2257 | 189204 | 20100
2023 | 2422 | Saint Croix Central | McKinstry | 20 | 20 | 100900943 | 50 | 3 | Controls Upgrade | 142744.95 | 18.1 | 5354 | 2500 | 600
2023 | 2422 | Saint Croix Central | McKinstry | 5 | 5 | 2000000 | 25 | 1 | Exterior Lighting | 130000 | 14.85 | 7652 | 875 | 3393
2023 | 2422 | Saint Croix Central | McKinstry | 5 | 5 | 2000000 | 25 | 2 | Sink Replacement | 60000 | 16.69 | 595 | 3000 | 0
2023 | 2422 | Saint Croix Central | McKinstry | 5 | 5 | 2000000 | 25 | 3 | Windows/Building Envelope | 22000 | 11.4 | 829 | 1100 | 0
2023 | 2422 | Saint Croix Central | McKinstry | 5 | 5 | 2000000 | 25 | 4 | Boilers | 280000 | 15.74 | 2244 | 14000 | 24300
2023 | 2422 | Saint Croix Central | McKinstry | 5 | 5 | 2000000 | 25 | 5 | Commissioning | 128000 | 13.96 | 2769 | 6400 | 0
2023 | 2422 | Saint Croix Central | McKinstry | 5 | 5 | 2000000 | 25 | 6 | HVAC Improvements | 680000 | 19.08 | 985 | 34000 | 12530
2023 | 2422 | Saint Croix Central | McKinstry | 5 | 5 | 2000000 | 25 | 8 | Lighting Upgrades - HS | 106000 | 13.22 | 2541 | 5300 | 2320
2023 | 2422 | Saint Croix Central | McKinstry | 5 | 5 | 2000000 | 25 | 9 | Lighting Upgrades - MS | 72000 | 14.36 | 1332 | 3600 | 1200
2023 | 2422 | Saint Croix Central | McKinstry | 5 | 5 | 2000000 | 25 | 10 | Lighting Upgrades Scoreboards - HS/MS | 440000 | 19.9 | 101 | 22000 | 0
2023 | 2422 | Saint Croix Central | McKinstry | 20 | 20 | 100900943 | 50 | 1 | Building Architectural Repairs | 1500380.68 | 9.7 | 5179 | 150000 | 0
2023 | 5019 | Saint Croix Falls | McKinstry | 1 |  | 300000 | 15 | 1 | Replacement of (3) vehicles and energy efficiency upgrades to garage and shop and other areas | 300000 | 315000 | 500 | 20500
2023 | 5019 | Saint Croix Falls | McKinstry | 1 |  | 350000 | 15 | 1 | Replacement of (4) existing vehicles | 350000 | 350400 | 500 | 23500
2023 | 5019 | Saint Croix Falls | McKinstry | 1 |  | 140000 | 15 | 1 | Replacement of (2) existing buses/vans with newer | 140000 | 140028 | 836 | 12500
2023 | 5019 | Saint Croix Falls | McKinstry | 1 |  | 300000 | 15 | 1 | Replacement of (3) vehicles and energy efficiency upgrades to garage and shop and other areas | 300000 | 315000 | 500 | 20500
2023 | 5026 | Saint Francis | Performance Services Inc. | 10 | 5 | 2232054 | 50 | 2 | Willow Glen Primary School | 677985 | 7.1 | 7004 | 96855 | 113
2023 | 5026 | Saint Francis | Performance Services Inc. | 10 | 5 | 2232054 | 50 | 3 | Deer Creek Intermediate School | 462352 | 7 | 6049 | 66050 | 335
2023 | 5026 | Saint Francis | Performance Services Inc. | 10 | 5 | 2232054 | 50 | 4 | Deer Creek Recreation Building | 156563 | 7.5 | 280 | 22366 | 175
2023 | 5026 | Saint Francis | Performance Services Inc. | 10 | 5 | 2232054 | 50 | 1 | St. Francis High School | 928774 | 6.7 | 14694 | 132682 | 15439
2023 | 5068 | Salem | Nexus Solutions | 20 | 6 | 4205117 | 40 | 2 | HVAC Systems Enhancements | 1621779 | 19.4 | 7708 | 75676 | 6040
2023 | 5068 | Salem | Nexus Solutions | 20 | 6 | 4205117 | 40 | 4 | Electrical Systems Improvements | 1159960 | 17.1 | 22381 | 45348 | 20750
2023 | 5068 | Salem | Nexus Solutions | 20 | 6 | 4205117 | 40 | 1 | Building Control System Modifications | 144535 | 9 | 5878 | 10099 | 3000
2023 | 5068 | Salem | Nexus Solutions | 20 | 6 | 4205117 | 40 | 3 | Building Envelope Improvements | 1278843 | 19.4 | 2314 | 63760 | 0
2023 | 5130 | Sevastopol | Johnson Controls Inc. | 20 | 10 | 711859 | 100 | 10 | Elm Gym Controls | 112321 | 0 | 2735 | 0
2023 | 5130 | Sevastopol | Johnson Controls Inc. | 20 | 10 | 711859 | 100 | 14 | VSD Upgrade Music | 131552 | 0 | 3099 | 2965
2023 | 5130 | Sevastopol | Johnson Controls Inc. | 20 | 10 | 711859 | 100 | 1 | 1924 DDC Conversion | 63332 | 0 | 170 | 2912
2023 | 5130 | Sevastopol | Johnson Controls Inc. | 20 | 10 | 711859 | 100 | 3 | DHW Boilers 1924 | 59452 | 0 | 0 | 2912
2023 | 5130 | Sevastopol | Johnson Controls Inc. | 20 | 10 | 711859 | 100 | 5 | Lighting Upgrade & Occupancy Sensors | 170185 | 0 | 4686 | 3065
2023 | 5130 | Sevastopol | Johnson Controls Inc. | 20 | 10 | 711859 | 100 | 8 | Unit Ventilators | 50576 | 0 | 36 | 0
2023 | 5130 | Sevastopol | Johnson Controls Inc. | 20 | 10 | 711859 | 100 | 12 | VSD 1924 Bldg Hot Water | 68910 | 0 | 413 | 2912
2023 | 5130 | Sevastopol | Johnson Controls Inc. | 20 | 10 | 711859 | 100 | 13 | 1964 Bldg Unit Vent Controls | 81788 | 0 | 976 | 2912
2023 | 5130 | Sevastopol | Johnson Controls Inc. | 20 | 10 | 711859 | 100 | 11 | Repair Items | 67213 | 0 | 0 | 3251
2023 | 5130 | Sevastopol | Johnson Controls Inc. | 20 | 10 | 711859 | 100 | 6 | Envelope Upgrades & EIFS Stucco | 213377 | 0 | 7152 | 0
2023 | 5130 | Sevastopol | Johnson Controls Inc. | 20 | 10 | 711859 | 100 | 9 | HWH Music | 59452 | 0 | 0 | 2912
2023 | 5130 | Sevastopol | Johnson Controls Inc. | 20 | 10 | 711859 | 100 | 2 | Upgrade Big Berth | 153912 | 0 | 3624 | 3416
2023 | 5130 | Sevastopol | Johnson Controls Inc. | 20 | 10 | 711859 | 100 | 4 | VAV Weight room | 104851 | 0 | 1984 | 2912
2023 | 5130 | Sevastopol | Johnson Controls Inc. | 20 | 10 | 711859 | 100 | 7 | Control Upgrade Music | 71457 | 0 | 949 | 0
2023 | 5130 | Sevastopol | Johnson Controls Inc. | 20 | 20 | 1408379 | 100 | 1 | 1924 DDC Conversion | 63332 | 0 | 165 | 2900
2023 | 5130 | Sevastopol | Johnson Controls Inc. | 20 | 20 | 1408379 | 100 | 2 | Upgrade Big Berth | 153912 | 0 | 3522 | 3390
2023 | 5130 | Sevastopol | Johnson Controls Inc. | 20 | 20 | 1408379 | 100 | 3 | DHW Boilers 1924 | 59452 | 0 | 0 | 2900
2023 | 5130 | Sevastopol | Johnson Controls Inc. | 20 | 20 | 1408379 | 100 | 4 | VAV Weight Room | 104851 | 0 | 1928 | 2900
2023 | 5130 | Sevastopol | Johnson Controls Inc. | 20 | 20 | 1408379 | 100 | 5 | Lighting Upgrade and Occ. Sensors | 170185 | 0 | 4554 | 3049
2023 | 5130 | Sevastopol | Johnson Controls Inc. | 20 | 20 | 1408379 | 100 | 6 | Envelope Upgrades and EIFS Stucco | 213377 | 0 | 6949 | 0
2023 | 5130 | Sevastopol | Johnson Controls Inc. | 20 | 20 | 1408379 | 100 | 7 | Control Upgrade Music | 71457 | 0 | 922 | 0
2023 | 5130 | Sevastopol | Johnson Controls Inc. | 20 | 20 | 1408379 | 100 | 8 | Unit Ventilators | 50576 | 0 | 35 | 0
2023 | 5130 | Sevastopol | Johnson Controls Inc. | 20 | 20 | 1408379 | 100 | 9 | HWH Music | 59452 | 0 | 0 | 2900
2023 | 5130 | Sevastopol | Johnson Controls Inc. | 20 | 20 | 1408379 | 100 | 10 | Elm Gym Controls | 112321 | 0 | 2657 | 0
2023 | 5130 | Sevastopol | Johnson Controls Inc. | 20 | 20 | 1408379 | 100 | 11 | Repair items and RTU Replacement | 67213 | 0 | 0 | 3229
2023 | 5130 | Sevastopol | Johnson Controls Inc. | 20 | 20 | 1408379 | 100 | 12 | VSD 1924 Bldg Hot Water | 68910 | 0 | 402 | 2900
2023 | 5130 | Sevastopol | Johnson Controls Inc. | 20 | 20 | 1408379 | 100 | 13 | 1964 Bldg Unit Vent Controls | 81788 | 0 | 949 | 2900
2023 | 5130 | Sevastopol | Johnson Controls Inc. | 20 | 20 | 1408379 | 100 | 14 | VSD Upgrade Music and VSD on Well | 131552 | 0 | 3012 | 2951
2023 | 5130 | Sevastopol | Johnson Controls | 10 | 10 | 999999 | 100 | 2 | Building Envelope | 135485 | 9 | 193631 | 0 | 75166
2023 | 5130 | Sevastopol | Johnson Controls | 10 | 10 | 999999 | 100 | 3 | HVAC | 527564 | 48 | 138234 | 77004 | 292690
2023 | 5130 | Sevastopol | Johnson Controls | 10 | 10 | 999999 | 100 | 6 | DDC Controls | 135665 | 31 | 117909 | 10748 | 75266
2023 | 5130 | Sevastopol | Johnson Controls | 10 | 10 | 999999 | 100 | 1 | Lighting Retrofits | 125449 | 9 | 155364 | 61343 | 74498
2023 | 5130 | Sevastopol | Johnson Controls | 10 | 10 | 999999 | 100 | 4 | Water Conservation | 13542 | 33 | 5187 | 0 | 7513
2023 | 5130 | Sevastopol | Johnson Controls | 10 | 10 | 999999 | 100 | 5 | Domestic HW Boiler | 143775 | 0 | 58005 | 9171 | 79766
2023 | 5130 | Sevastopol | Johnson Controls | 10 | 10 | 999999 | 100 | 7 | FIM Types Total | 1081480 | 14 | 668329 | 158266 | 604900
2023 | 5355 | Shorewood | Honeywell ESG | 15 | 15 | 7268697 | 50 | 9 | Baseline development | 9502 | 0 | 0 | 0
2023 | 5355 | Shorewood | Honeywell ESG | 15 | 15 | 7268697 | 50 | 10 | Annual M&V | 7287 | 0 | 0 | 0
2023 | 5355 | Shorewood | Honeywell ESG | 15 | 15 | 7268697 | 50 | 11 | Energy Efficient Motors | 5802 | 10.3 | 150 | 413
2023 | 5355 | Shorewood | Honeywell ESG | 15 | 15 | 7268697 | 50 | 12 | Variable speed drives | 10298 | 13.3 | 774 | 0
2023 | 5355 | Shorewood | Honeywell ESG | 15 | 15 | 7268697 | 50 | 13 | Steam system replacement | 390265 | 376.5 | 1036 | 0
2023 | 5355 | Shorewood | Honeywell ESG | 15 | 15 | 7268697 | 50 | 15 | variable speed drives | 15007 | 4.5 | 2622 | 710
2023 | 5355 | Shorewood | Honeywell ESG | 15 | 15 | 7268697 | 50 | 16 | - Kitchen Walk in Cooler – Replace Condensers with High Efficiency (High School) | 27794 | 151.9 | 183 | 0
2023 | 5355 | Shorewood | Honeywell ESG | 15 | 15 | 7268697 | 50 | 17 | Ventilation System Improvement - North Gym AHU (High School) | 263685 | 0 | 0 | 0
2023 | 5355 | Shorewood | Honeywell ESG | 15 | 15 | 7268697 | 50 | 18 | Ventilation System Improvement - Pool Heat Recover Unit (High School) | 314611 | 0 | 0 | 0
2023 | 5355 | Shorewood | Honeywell ESG | 15 | 15 | 7268697 | 50 | 19 | Convert Steam Systems to Hot Water - Central Plant (High School) | 3130851 | 186.3 | 16802 | 0
2023 | 5355 | Shorewood | Honeywell ESG | 15 | 15 | 7268697 | 50 | 20 | Domestic Water Heating System - Repair and Refurbishment (High School) | 15278 | 115 | 133 | 0
2023 | 5355 | Shorewood | Honeywell ESG | 15 | 15 | 7268697 | 50 | 21 | Energy Efficient Motors (Intermediate School) | 2305 | 34.4 | 363 | 312
2023 | 5355 | Shorewood | Honeywell ESG | 15 | 15 | 7268697 | 50 | 23 | Backup Electrical System -Repair (Intermediate School) | 17614 | 0 | 0 | 0
2023 | 5355 | Shorewood | Honeywell ESG | 15 | 15 | 7268697 | 50 | 24 | Project Development, Commissioning & Bonds (District Wide) | 350676 | 0 | 0 | 0
2023 | 5355 | Shorewood | Honeywell ESG | 15 | 15 | 7268697 | 50 | 4 | Lighting system controls | 27208 | 15.9 | 1711 | 0
2023 | 5355 | Shorewood | Honeywell ESG | 15 | 15 | 7268697 | 50 | 7 | Plumbing Improvements | 160596 | 7.8 | 12183 | 8502
2023 | 5355 | Shorewood | Honeywell ESG | 15 | 15 | 7268697 | 50 | 14 | Energy efficient motors | 5802 | 12.1 | 127 | 354
2023 | 5355 | Shorewood | Honeywell ESG | 15 | 15 | 7268697 | 50 | 22 | Variable Speed Drives-Fans (Intermediate School) | 23492 | 10.1 | 0 | 0
2023 | 5355 | Shorewood | Honeywell ESG | 15 | 15 | 7268697 | 50 | 1 | Energy Management DDC | 899100 | 18.1 | 45984 | 3798
2023 | 5355 | Shorewood | Honeywell ESG | 15 | 15 | 7268697 | 50 | 2 | Vending machine controls | 4840 | 6.9 | 701 | 0
2023 | 5355 | Shorewood | Honeywell ESG | 15 | 15 | 7268697 | 50 | 3 | Lighting improvements | 1136305 | 14.6 | 69654 | 8323
2023 | 5355 | Shorewood | Honeywell ESG | 15 | 15 | 7268697 | 50 | 5 | Misc Operations and Maintenance repairs | 302113 | 0 | 0 | 0
2023 | 5355 | Shorewood | Honeywell ESG | 15 | 15 | 7268697 | 50 | 6 | Asbestos abatement | 18127 | 0 | 0 | 0
2023 | 5355 | Shorewood | Honeywell ESG | 15 | 15 | 7268697 | 50 | 8 | Envelope leakage | 95753 | 27.6 | 3468 | 0
2023 | 5362 | Shullsburg | Reilly Plumbing & Heating | 1 |  | 68000 | 50 | 1 | Replace old boiler system with the energy efficient Lochinvar FTXL-500 Boilers | 68000 | 9.67 | 4500 | 24500
2023 | 5369 | Silver Lake J1 | Nexus Solutions | 20 | 20 | 7244873 | 40 | 4 | Riverview - HVAC Systems Enhancements | 947508 | 18.6 | 3189 | 121725 | 31520
2023 | 5369 | Silver Lake J1 | Nexus Solutions | 20 | 20 | 7244873 | 40 | 3 | Riverview - Electrical Infrastructure Improvements | 642141 | 13.3 | 6739 | 111928 | 15101
2023 | 5369 | Silver Lake J1 | Nexus Solutions | 20 | 20 | 7244873 | 40 | 2 | Riverview - Building Envelope Improvements | 1008816 | 18.3 | 719 | 134867 | 1014
2023 | 5369 | Silver Lake J1 | Nexus Solutions | 20 | 20 | 7244873 | 40 | 1 | Riverview - Building Control System Modifications | 127615 | 10 | 3889 | 8853 | 2095
2023 | 5369 | Silver Lake J1 | Nexus Solutions | 20 | 20 | 7244873 | 40 | 5 | Riverview - Plumbing System Modifications | 300833 | 18.4 | 208 | 39898 | 270
2023 | 5376 | Siren | Unesco | 5 |  | 1444053 | 50 | 7 | Replace the Commons Exterior Doors | 17363 | 119.7 | 145 | 0 | 0
2023 | 5376 | Siren | Unesco | 5 |  | 1444053 | 50 | 8 | Investigate Exterior Moisture Issues | 20944 | 5.4 | 0 | 0 | 3860
2023 | 5376 | Siren | Unesco | 5 |  | 1444053 | 50 | 9 | Building Tuck Pointing | 263699 | 5.4 | 0 | 0 | 48600
2023 | 5376 | Siren | Unesco | 5 |  | 1444053 | 50 | 10 | Destratification Fans | 33098 | 22 | 1505 | 0 | 0
2023 | 5376 | Siren | Unesco | 5 |  | 1444053 | 50 | 11 | Condenser Coil Rejuvenation | 9984 | 11.7 | 850 | 0 | 0
2023 | 5376 | Siren | Unesco | 5 |  | 1444053 | 50 | 12 | Boiler Plant Improvements | 51438 | 49 | 1050 | 0 | 0
2023 | 5376 | Siren | Unesco | 5 |  | 1444053 | 50 | 13 | Convert Constant Volume Systems to Variable Volume | 551273 | 33.7 | 16380 | 0 | 0
2023 | 5376 | Siren | Unesco | 5 |  | 1444053 | 50 | 14 | Domestic Water Fixture Efficiency Improvements | 21812 | 9 | 2200 | 220 | 0
2023 | 5376 | Siren | Unesco | 5 |  | 1444053 | 50 | 15 | Measurement & Verification Services | 15410 | 0 | 0 | 0 | 0
2023 | 5376 | Siren | Unesco | 5 |  | 1444053 | 50 | 6 | High School Window Replacement | 42539 | 472.7 | 90 | 0 | 0
2023 | 5376 | Siren | Unesco | 5 |  | 1444053 | 50 | 5 | Seal Building Envelope to Minimize Air Leakage | 64351 | 32.3 | 1990 | 0 | 0
2023 | 5376 | Siren | Unesco | 5 |  | 1444053 | 50 | 4 | Replace Evaporator Fan Motors with ECMs | 2713 | 9.7 | 280 | 0 | 0
2023 | 5376 | Siren | Unesco | 5 |  | 1444053 | 50 | 3 | Variable Speed Drives/Pumps | 11177 | 14 | 800 | 0 | 0
2023 | 5376 | Siren | Unesco | 5 |  | 1444053 | 50 | 1 | Lighting Retrofit to LED Technology | 316873 | 18 | 16020 | 1610 | 0
2023 | 5376 | Siren | Unesco | 5 |  | 1444053 | 50 | 2 | Exterior Lighting Retrofit to LED | 21378 | 18.6 | 1040 | 110 | 0
2023 | 5439 | South Milwaukee | Trane U.S. Inc. | 20 | 9 | 8684028 | 40 | 1 | Lighting Upgrades | 448626 | 10.86 | 18884 | 22415
2023 | 5439 | South Milwaukee | Trane U.S. Inc. | 20 | 9 | 8684028 | 40 | 7 | Roof Upgrades | 216894 | 21.49 | 751 | 9343
2023 | 5439 | South Milwaukee | Trane U.S. Inc. | 20 | 9 | 8684028 | 40 | 8 | Implementation Costs | 2341921 | 0 | 0 | 0
2023 | 5439 | South Milwaukee | Trane U.S. Inc. | 20 | 9 | 8684028 | 40 | 2 | Retro-Commissioning | 416049 | 15.72 | 14117 | 12345
2023 | 5439 | South Milwaukee | Trane U.S. Inc. | 20 | 9 | 8684028 | 40 | 5 | HVAC & Building Automation | 3832520 | 17.53 | 61855 | 156770
2023 | 5439 | South Milwaukee | Trane U.S. Inc. | 20 | 9 | 8684028 | 40 | 4 | Water Upgrades | 223892 | 33.34 | 4959 | 1757
2023 | 5439 | South Milwaukee | Trane U.S. Inc. | 20 | 9 | 8684028 | 40 | 3 | Building Envelope | 93343 | 11.83 | 7892 | 0
2023 | 5439 | South Milwaukee | Trane U.S. Inc. | 20 | 9 | 8684028 | 40 | 6 | Window Upgrades & Vestibules | 1739756 | 26.4 | 12923 | 52968
2023 | 5457 | Southern Door County | McKinistry Essention, LLC | 15 | 15 | 5376042 | 30 | 2 | Elementary & Middle School AHU Upgrade | 570069 | 16.8 | 2028 | 24999 | 1600
2023 | 5457 | Southern Door County | McKinistry | 15 | 15 | 1125000 | 16 | 1 | Mechanical Upgrades | 511777 | 18.3 | 1466 | 26100 | 6500
2023 | 5457 | Southern Door County | McKinstry | 15 | 13 | 1125000 | 16 | 1 | Mechanical Upgrades | 511777 | 18.6 | 1466 | 26100 | 6500
2023 | 5457 | Southern Door County | McKinstry | 15 | 13 | 1125000 | 16 | 2 | Roofing Upgrades | 613223 | 14.4 | 2538 | 40000
2023 | 5457 | Southern Door County | McKinistry | 15 | 15 | 1125000 | 16 | 2 | Roofing Upgrades | 613223 | 14.4 | 2538 | 40000
2023 | 5457 | Southern Door County | McKinistry Essention, LLC | 15 | 15 | 1446474 | 30 | 2 | Roofing Upgrades | 788454 | 14 | 3328.5 | 40000
2023 | 5457 | Southern Door County | McKinistry Essention, LLC | 15 | 15 | 1446474 | 30 | 1 | Mechanical Upgrades | 658020 | 18 | 2488.5 | 26100 | 6500
2023 | 5457 | Southern Door County | McKinistry Essention, LLC | 15 | 15 | 5376042 | 30 | 7 | Stage Lighting Upgrade | 642541 | 16.6 | 2655 | 28177 | 590
2023 | 5457 | Southern Door County | McKinistry Essention, LLC | 15 | 15 | 5376042 | 30 | 6 | Additional Roofing Upgrades ­ Option 1 | 590398 | 17.5 | 965 | 25890 | 493
2023 | 5457 | Southern Door County | McKinistry Essention, LLC | 15 | 15 | 5376042 | 30 | 5 | Roofing Upgrades ­ Tier 1 | 1668117 | 17.6 | 2425 | 73150 | 1393
2023 | 5457 | Southern Door County | McKinistry Essention, LLC | 15 | 15 | 5376042 | 30 | 4 | Occupancy Based HVAC Controls | 147684 | 7.9 | 8479 | 6476 | 6000
2023 | 5457 | Southern Door County | McKinistry Essention, LLC | 15 | 15 | 5376042 | 30 | 1 | Domestic Water Heating System Upgrade | 274823 | 16.2 | 1493 | 12053 | 1000
2023 | 5457 | Southern Door County | McKinistry Essention, LLC | 15 | 15 | 5376042 | 30 | 3 | Lighting Controls Uprade ­ Fixture Option | 1482381 | 12 | 33831 | 65005 | 61103
2023 | 2485 | Southwestern Wisconsin | Performance Services | 2 | 20 | 7000000 | 50 | 1 | Southwestern High School | 1983750 | 6.55 | 18965 | 283393 | 3500
2023 | 2485 | Southwestern Wisconsin | Performance Services | 2 | 20 | 7000000 | 50 | 5 | Southwestern Middle School and Elementary | 3516250 | 6.93 | 4900 | 502321 | 3120
2023 | 5474 | Spooner | Jamar | 1 |  | 300000 | 53 | 2 | Cabinet Heaters - ES | 24750 | 48.8 | 7 | 500
2023 | 5474 | Spooner | Jamar | 1 |  | 300000 | 52 | 5 | Exterior Lighting - ES.MS.HS (ALT) | 36893 | 5.3 | 6023 | 900
2023 | 5474 | Spooner | Jamar | 1 |  | 300000 | 52 | 6 | Hand Wash Stations - ES.MS | 54765 | 10.3 | 5000 | 300
2023 | 5474 | Spooner | Jamar | 1 |  | 300000 | 52 | 7 | Bathroom Plumbing Fixtures - MS | 22400 | 15 | 1398 | 100
2023 | 5474 | Spooner | Jamar | 1 |  | 300000 | 52 | 1 | Replace Heat Pumps - HS | 41267 | 12.5 | 310 | 3000
2023 | 5474 | Spooner | Jamar | 1 |  | 300000 | 52 | 2 | Head End Unit - HS | 17525 | 20.4 | 360 | 500
2023 | 5474 | Spooner | Lockheed Martin | 1 |  | 271550 | 57 | 1 | Pneumatic to Direct Digital Controls | 271550 | 35.6633338 | 4200 | 0 | 8412
2023 | 5474 | Spooner | Jamar | 1 |  | 300000 | 52 | 4 | Upgrade Lighting to LED - ES | 112825 | 13.7 | 7258 | 1000
2023 | 5474 | Spooner | Jamar | 1 |  | 300000 | 53 | 1 | Boilers - ES | 138450 | 24.1 | 3251 | 2500
2023 | 5474 | Spooner | Jamar | 1 |  | 300000 | 53 | 3 | Exterior Lighting - ES.MS.HS (ALT) | 65796 | 9.5 | 6023 | 900
2023 | 5474 | Spooner | Jamar | 1 |  | 300000 | 53 | 4 | Roofing - MS | 71004 | 19.2 | 192 | 3500
2023 | 5474 | Spooner | Paul's Sheet Metal | 1 |  | 336352 | 55 | 1 | Replace Roofing | 336352 | 47.1 | 1141 | 6000
2023 | 5474 | Spooner | Jamar | 1 |  | 300000 | 52 | 3 | Heat Pump Controls - HS | 14325 | 11.9 | 205 | 1000
2023 | 5607 | Stevens Point Area | Nexus Solutions | 20 | 20 | 35978188 | 40 | 1 | Building envelope- roofing, exterior cladding, and windows | 7090874 | 14.2 | 9458 | 488598
2023 | 5607 | Stevens Point Area | Nexus Solutions | 20 | 20 | 35978188 | 40 | 3 | Steam to water conversion and AHU replacements | 26077189 | 18.8 | 21206 | 1362727 | 103750
2023 | 5607 | Stevens Point Area | Schneider Electric | 9 | 9 | 5270534 | 100 | 5 | Building Envelope Improvements | 230320 | 14.8 | 18295
2023 | 5607 | Stevens Point Area | Schneider Electric | 9 | 9 | 5270534 | 100 | 4 | Plumbing Improvements | 257668 | 17.2 | 17604 | 4392
2023 | 5607 | Stevens Point Area | Schneider Electric | 9 | 9 | 5270534 | 100 | 3 | Lighting Improvements | 6390 | 13.5 | 475
2023 | 5607 | Stevens Point Area | Schneider Electric | 9 | 9 | 5270534 | 100 | 1 | Electrical Improvements | 4374754 | 1739.7 | 2515
2023 | 5607 | Stevens Point Area | Nexus Solutions | 1 |  | 1270702 | 30 | 2 | Bolier Replacements Prof Bldg and Bliss | 105166 | 11.1 | 3214 | 5857 | 4050
2023 | 5607 | Stevens Point Area | Nexus Solutions | 1 |  | 1270702 | 30 | 1 | Roofing Improvements Roosevelt & McDill | 1165536 | 20.5 | 3130 | 53650 | 0
2023 | 5607 | Stevens Point Area | Schneider Electric | 8 | 8 | 5884820 | 100 | 6
2023 | 5607 | Stevens Point Area | Schneider Electric | 8 | 8 | 5884820 | 100 | 5 | Building Envelope Improvements | 230320 | 12.6 | 18295
2023 | 5607 | Stevens Point Area | Schneider Electric | 8 | 8 | 5884820 | 100 | 4 | Plumbing Improvements | 257668 | 14.6 | 17604 | 4392
2023 | 5607 | Stevens Point Area | Schneider Electric | 8 | 8 | 5884820 | 100 | 3 | Lighting Improvements | 6390 | 13.5 | 475
2023 | 5607 | Stevens Point Area | Schneider Electric | 8 | 8 | 5884820 | 100 | 2 | Mechanical Improvements | 401402 | 13.8 | 29106
2023 | 5607 | Stevens Point Area | Schneider Electric | 8 | 8 | 5884820 | 100 | 1 | Electrical Improvements | 4374754 | 1739.7 | 2515
2023 | 5607 | Stevens Point Area | Schneider Electric | 1 |  | 1478989 | 100 | 2 | High School Welding Shop Exhaust | 373644 | 3852 | 97
2023 | 5607 | Stevens Point Area | Schneider Electric | 1 |  | 1478989 | 100 | 1 | Roofing IMprovements | 1105345 | 1886 | 586
2023 | 5607 | Stevens Point Area | Schneider Electric | 1 |  | 614286 | 40 | 2 | Technology Improvements | 483778 | 156.8 | 3085
2023 | 5607 | Stevens Point Area | Schneider Electric | 1 |  | 614286 | 40 | 1 | Lighting Improvements | 130508 | 110.3 | 767
2023 | 5607 | Stevens Point Area | Nexus Solutions | 20 | 20 | 35978188 | 40 | 2 | Controls - replace pneumatic system with DDC | 2810125 | 15.1 | 4678 | 181169 | 3927
2023 | 5607 | Stevens Point Area | Schneider Electric | 9 | 9 | 5270534 | 100 | 2 | Mechanical Improvements | 401402 | 13.8 | 29106
2023 | 5614 | Stockbridge | CESA 10 | 5 | 5 | 999999 | 50 | 6 | 1993 Roofing | 160008 | 53.1 | 135 | 3169
2023 | 5614 | Stockbridge | CESA 10 | 5 | 5 | 999999 | 50 | 7 | Replace Door #3 Entry | 24216 | 128.8 | 6 | 200
2023 | 5614 | Stockbridge | CESA 10 | 5 | 5 | 999999 | 50 | 8 | Install Vestibule on Door #1 | 7379 | 30.8 | 63 | 200
2023 | 5614 | Stockbridge | CESA 10 | 5 | 5 | 999999 | 50 | 5 | 1954-66-95 Roofing Upgrade | 368512 | 64.9 | 498 | 5723
2023 | 5614 | Stockbridge | CESA 10 | 5 | 5 | 999999 | 50 | 4 | 1954-66-95 Controls Upgrade and Unit Vent Replacement | 226412 | 28.4 | 1864 | 6863
2023 | 5614 | Stockbridge | CESA 10 | 5 | 5 | 999999 | 50 | 3 | VSD's on Boiler Pumps | 5650 | 12.4 | 100 | 400
2023 | 5614 | Stockbridge | CESA 10 | 5 | 5 | 999999 | 50 | 2 | Furnace Replacement | 12639 | 6.1 | 166 | 2106
2023 | 5614 | Stockbridge | CESA 10 | 5 | 5 | 999999 | 50 | 1 | Boiler Upgrade | 195183 | 30.7 | 977 | 5994
2023 | 5614 | Stockbridge | CESA 10 | 5 | 5 | 2 | 50 | 5 | 1993 Roofing | 190125 | 63.8 | 135 | 3169 | 0
2023 | 5614 | Stockbridge | CESA 10 | 5 | 5 | 2 | 50 | 4 | 1954-66-95 Roofing Upgrade | 336175 | 59.9 | 498 | 5723 | 0
2023 | 5614 | Stockbridge | CESA 10 | 5 | 5 | 2 | 50 | 3 | 1954-66-95 Controls Upgrade and Unit Vent Replacement | 248555 | 31.6 | 1864 | 6863 | 0
2023 | 5614 | Stockbridge | CESA 10 | 5 | 5 | 2 | 50 | 2 | Furnace Replacement | 30100 | 14.7 | 166 | 2106 | 0
2023 | 5614 | Stockbridge | CESA 10 | 5 | 5 | 2 | 50 | 1 | Boiler Upgrade | 80000 | 12.7 | 977 | 5994 | 0
2023 | 5614 | Stockbridge | CESA 10 | 5 | 5 | 2 | 50 | 12 | Entire Energy Efficiency Project | 999999 | 39.9 | 3640 | 23855 | 0
2023 | 5614 | Stockbridge | CESA 10 | 5 | 5 | 2 | 50 | 11 | 0 | 0 | 0 | 0 | 0 | 0
2023 | 5614 | Stockbridge | CESA 10 | 5 | 5 | 2 | 50 | 10 | 0 | 0 | 0 | 0 | 0 | 0
2023 | 5614 | Stockbridge | CESA 10 | 5 | 5 | 2 | 50 | 9 | 0 | 0 | 0 | 0 | 0 | 0
2023 | 5614 | Stockbridge | CESA 10 | 5 | 5 | 2 | 50 | 8 | 0 | 0 | 0 | 0 | 0 | 0
2023 | 5614 | Stockbridge | CESA 10 | 5 | 5 | 2 | 50 | 7 | CESA Fee | 115044 | 0 | 0 | 0 | 0
2023 | 5614 | Stockbridge | CESA 10 | 5 | 5 | 2 | 50 | 6 | Total Estimated Cost | 884955 | 0 | 0 | 0 | 0
2023 | 5614 | Stockbridge | Complete Control, Inc. | 2 | 5 | 600000 | 50 | 3 | Mechanical and Misc Energy Eff Measures | 191831 | 23.3 | 3458 | 4768
2023 | 5614 | Stockbridge | Complete Control, Inc. | 2 | 5 | 600000 | 50 | 1 | Building Envelope Energy Eff Measures | 343508 | 24.3 | 799 | 13337
2023 | 5614 | Stockbridge | CESA 10 | 5 | 5 | 999999 | 50 | 15 | Entire Energy Efficiency Project | 999999 | 38.5 | 3809 | 24655
2023 | 5614 | Stockbridge | Complete Control, Inc. | 2 | 5 | 600000 | 50 | 2 | Lighting and Misc Electrical Energy Eff Measures | 147963 | 9.3 | 10426 | 5444
2023 | 5663 | Superior | Apex Efficiency Solutions, SBC | 0 |  | 606702 | 15 | 1 | Propane Special Education Buses (5) | 606702 | 10.7 | 14958 | 20100 | 229940
2023 | 9991 | Test District 1 | test | 9 | 9 | 999999 | 99 | 1 | test | 9999999 | 9 | 99 | 99 | 99
2023 | 9991 | Test District 1 | test | 999 | 20 | 999 | 999 | 1 | abc | 999 | 999 | 999 | 999 | 999
2023 | 9991 | Test District 1 | No Debt | 888 |  | 1 | 8 | 1 | abc project | 88888 | 888 | 8888 | 8888 | 8888
2023 | 9992 | Test District 2 | Joe Schmoe | 10 | 10 | 113124 | 20 | 1 | Lighting | 113124 | 28 | 3000 | 1000 | 500
2023 | 9994 | Test District 4 | Test Contractor | 5 | 4 | 25 | 2 | 1 | Test project | 5 | 2 | 1 | 2 | 3
2023 | 5726 | Thorp | McKinstry | 20 |  | 1026000 | 20 | 2 | DDC Upgrades | 447676.93 | 13 | 7112 | 26415 | 2800
2023 | 5726 | Thorp | McKinstry | 20 |  | 1026000 | 20 | 4 | Safety and Security | 32062.15 | 16 | 42 | 1948 | 0
2023 | 5726 | Thorp | McKinstry | 20 | 20 | 1026000 | 20 | 5 | Window Improvements | 97993.4 | 16 | 610 | 5468 | 0
2023 | 5726 | Thorp | McKinstry | 20 | 20 | 1026000 | 20 | 3 | Lighting Upgrades | 393792.63 | 10 | 12682 | 25287 | 12261
2023 | 5726 | Thorp | McKinstry | 20 | 20 | 1026000 | 20 | 2 | DDC Upgrades | 447676.93 | 13 | 7112 | 26415 | 2800
2023 | 5726 | Thorp | McKinstry | 20 | 20 | 1026000 | 20 | 1 | Building Envelope | 54474.88 | 11 | 1799 | 3067 | 500
2023 | 5726 | Thorp | McKinstry | 20 | 20 | 1026000 | 20 | 4 | Safety and Security | 32062.15 | 16 | 42 | 1948 | 0
2023 | 5726 | Thorp | McKinstry | 20 |  | 1026000 | 20 | 3 | Lighting Upgrades | 393792.63 | 10 | 12682 | 25287 | 12261
2023 | 5726 | Thorp | McKinstry | 20 |  | 1026000 | 20 | 1 | Building Envelope | 54474.88 | 11 | 1799 | 3067 | 500
2023 | 5726 | Thorp | McKinstry | 20 |  | 1026000 | 20 | 5 | Window Improvements | 97993.4 | 16 | 610 | 5468 | 0
2023 | 5733 | Three Lakes | Custofoam Corporation | 5 | 5 | 1500000 | 50 | 1 | Roof with Insulation | 1590101.72 | 19 | 212859 | 1612222
2023 | 5733 | Three Lakes | Custofoam Corporation | 20 |  | 284924 | 80 | 1 | Facility Roofing Improvement Measures | 284924 | 19 | 27737 | 306241
2023 | 5733 | Three Lakes | Custofoam Corporation | 5 | 5 | 1500000 | 50 | 3 | 2016-2017 Annual Cost and Savings | 306166.67 | 1 | 7313 | 60000
2023 | 5747 | Tomah Area | Market and Johnson | 1 |  | 792850 | 50 | 4 | New Roof Section 10 of High School | 284650 | 44.8 | 199 | 6000 | 0
2023 | 5747 | Tomah Area | Market and Johnson | 1 |  | 792850 | 50 | 2 | Water Heater Combustion air duct at Middle School | 1850 | 2.3 | 810 | 0 | 0
2023 | 5747 | Tomah Area | Market and Johnson | 1 |  | 792850 | 50 | 3 | New Roof at Camp Douglas Elementary | 243500 | 46.3 | 259 | 5000 | 0
2023 | 5747 | Tomah Area | Complete Control Incorperated | 1 |  | 300000 | 50 | 1 | Upgrade existing pneumatic and Generation 1 controls to DDC at the Tomah Senior High School | 300000 | 50 | 1714 | 5000 | 0
2023 | 5747 | Tomah Area | Schneider Electric | 1 |  | 979211 | 50 | 2 | High School LED Tubes | 124917 | 8.2 | 12172 | 3045 | 12176
2023 | 5747 | Tomah Area | Schneider Electric | 1 |  | 979211 | 50 | 8 | High School Auditorium Theatrical Lighting to LED | 197047 | 19.9 | 9880 | 0 | 0
2023 | 5747 | Tomah Area | Schneider Electric | 1 |  | 979211 | 50 | 7 | Miller ES: Doors | 38111 | 50 | 276 | 0 | 0
2023 | 5747 | Tomah Area | Schneider Electric | 1 |  | 979211 | 50 | 6 | High School: Doors | 51095 | 50 | 340 | 0 | 0
2023 | 5747 | Tomah Area | Schneider Electric | 1 |  | 979211 | 50 | 5 | Middle School: Tuckpointing | 296842 | 50 | 0 | 450 | 0
2023 | 5747 | Tomah Area | Schneider Electric | 1 |  | 979211 | 50 | 4 | Building Envelope Sealing | 47485 | 17 | 2797 | 0 | 0
2023 | 5747 | Tomah Area | Schneider Electric | 1 |  | 979211 | 50 | 3 | Middle School LED Tubes | 63223 | 6.4 | 8374 | 1537 | 4712
2023 | 5747 | Tomah Area | Schneider Electric | 1 |  | 979211 | 50 | 1 | Replace Building Automation System @ Middle School | 160500 | 50 | 938 | 0 | 0
2023 | 5747 | Tomah Area | Market and Johnson | 1 |  | 792850 | 50 | 1 | 5 Rooftop air unit replacements at Middle School | 270000 | 35.4 | 2500 | 5000 | 4500
2023 | 5810 | Turtle Lake | Nexus Solutions | 3 | 10 | 400000 | 40 | 3 | Building Envelope Upgrades | 243639 | 13 | 256 | 18546 | 0
2023 | 5810 | Turtle Lake | Nexus Solutions | 3 | 10 | 400000 | 40 | 1 | Mechanical System Upgrades | 173536 | 8.5 | 2874 | 17649 | 0
2023 | 5810 | Turtle Lake | Nexus Solutions | 3 | 10 | 400000 | 40 | 2 | Electrical Infrastructure Improvements | 56152 | 6.7 | 252 | 8146 | 0
2023 | 5817 | Twin Lakes #4 | Nexus Solutions | 20 | 20 | 5270000 | 40 | 1 | Enviromental Systems Upgrades | 4815278 | 19.8 | 358 | 171656 | 23000
2023 | 5817 | Twin Lakes #4 | Nexus Solutions | 20 | 20 | 5270000 | 40 | 2 | Heating Water and Plumbing Systems | 735880 | 18.9 | 2132 | 25464 | 2225
2023 | 5817 | Twin Lakes #4 | Nexus Solutions | 20 | 20 | 5270000 | 40 | 4 | Exterior Upgrades | 870461 | 18.3 | 423 | 33328 | 625
2023 | 5817 | Twin Lakes #4 | Nexus Solutions | 20 | 20 | 5270000 | 40 | 3 | Electrical and Safety Systems | 1022976 | 15.6 | 3039 | 43512 | 6200
2023 | 5824 | Two Rivers | CESA 10 | 7 | 7 | 998176 | 60 | 4 | Hot Water VSDs Clarke | 1265 | 8.3 | 152.22 | 0 | 0
2023 | 5824 | Two Rivers | CESA 10 | 7 | 7 | 998176 | 60 | 5 | Hot Water VSDs Magee | 2024 | 10.2 | 197.44 | 0 | 0
2023 | 5824 | Two Rivers | CESA 10 | 7 | 7 | 998176 | 60 | 6 | Digital Controls Clarke | 80980 | 36.3 | 1635.41 | 594 | 0
2023 | 5824 | Two Rivers | CESA 10 | 7 | 7 | 998176 | 60 | 7 | Digital Controls/Unit Vent Refurbish Magee | 172748 | 32 | 3142.87 | 2261.25 | 0
2023 | 5824 | Two Rivers | CESA 10 | 7 | 7 | 998176 | 60 | 8 | CESA Fee | 93439 | 0 | 0 | 0 | 0
2023 | 5824 | Two Rivers | CESA 10 | 7 | 7 | 998176 | 60 | 1 | Condensing Boiler Replacement Clarke | 227453 | 22.7 | 5274.74 | 4752 | 0
2023 | 5824 | Two Rivers | CESA 10 | 7 | 7 | 998176 | 60 | 3 | Unit Vent Replacement Magee | 341461 | 117 | 657.53 | 2261.25 | 0
2023 | 5824 | Two Rivers | CESA 10 | 7 | 7 | 998176 | 60 | 2 | Condensing Boiler Replacement Magee | 212288 | 19.6 | 6315.76 | 4522.5 | 0
2023 | 5901 | Verona Area | H&H Energy Services | 10 | 10 | 2900000 | 50 | 1 | Indoor Lighting | 1217069 | 17 | 51846 | 17498 | 33081
2023 | 5901 | Verona Area | H&H Energy Services | 10 | 10 | 2900000 | 50 | 2 | Outdoor Lighting | 317956 | 16 | 10622 | 8058 | 10685
2023 | 5901 | Verona Area | H&H Energy Services | 10 | 10 | 2900000 | 50 | 3 | Water Conservation | 76508 | 8 | 9162 | 0 | 0
2023 | 5901 | Verona Area | H&H Energy Services | 10 | 10 | 2900000 | 50 | 4 | Building Envelope Improvements | 199532 | 11 | 17917 | 0 | 9531
2023 | 5901 | Verona Area | H&H Energy Services | 10 | 10 | 2900000 | 50 | 9 | Thermal Curtain and Setbacks | 21831 | 12 | 1826 | 0 | 440
2023 | 5901 | Verona Area | H&H Energy Services | 10 | 10 | 2900000 | 50 | 6 | Variable Frequency Drive, Fan and Hot Water Pump Controls | 418255 | 10 | 39199 | 0 | 28378
2023 | 5901 | Verona Area | H&H Energy Services | 10 | 10 | 2900000 | 50 | 7 | ECM Motors on Evaporation Units ans Vending Misers | 20015 | 4 | 4065 | 0 | 2775
2023 | 5901 | Verona Area | H&H Energy Services | 10 | 10 | 2900000 | 50 | 8 | Ice Bank Chiller and High Efficiency Boilers | 643319 | 19 | 29675 | 0 | 75585
2023 | 5901 | Verona Area | H&H Energy Services | 10 | 10 | 2900000 | 50 | 5 | Demand Contolled Ventilation\Heat Recovery | 260751 | 11 | 22567 | 0 | 18311
2023 | 6022 | Walworth J1 | Schneider Electric | 20 | 15 | 6805000 | 20 | 3 | Replace Lighting Systems | 239103 | 21 | 213405 | 0 | 10074
2023 | 6022 | Walworth J1 | Schneider Electric | 20 | 15 | 6805000 | 20 | 5 | Building Envelope Improvements | 414910 | 94 | 87920 | 0 | 0
2023 | 6022 | Walworth J1 | Schneider Electric | 20 | 15 | 6805000 | 20 | 2 | Replace HVAC | 3462377 | 107 | 1263 | 645238 | 9334
2023 | 6022 | Walworth J1 | Schneider Electric | 20 | 15 | 6805000 | 20 | 6 | Replace Roof & Improve Drainage | 3042307 | 146 | 8921 | 408430 | 0
2023 | 6022 | Walworth J1 | Schneider Electric | 20 | 15 | 6805000 | 20 | 1 | Install BAS | 541326 | 67 | 158670 | 0 | 11700
2023 | 6022 | Walworth J1 | Schneider Electric | 20 | 15 | 6805000 | 20 | 4 | Plumbing Improvements | 403468 | 128 | 58873 | 4299 | 0
2023 | 6022 | Walworth J1 | Schneider Electric | 20 | 15 | 6805000 | 20 | 8 | IT Power Management | 58736 | 22 | 51000 | 0 | 1458
2023 | 6022 | Walworth J1 | Schneider Electric | 20 | 15 | 6805000 | 20 | 7 | Replace Windows & Doors | 214217 | 119 | 36141 | 0 | 0
2023 | 6069 | Washington | Johnson Controls | 3 | 10 | 580000 | 50 | 1 | Install high efficiency modular boiler w/5:1 turndown and complete VAV conversion to HVAC system and direct digital controls. Payback years (excluding | 689543.68 | 30 | 7468 | 7351 | 241747
2023 | 6118 | Waterloo | McKinstry | 1 |  | 417627 | 40 | 1 | Pre and post Insulating R-Value | 417627 | 21.33 | 19575 | 0 | 0
2023 | 6118 | Waterloo | Energy Performance Lighting | 1 |  | 446566.53 | 40 | 1 | Energy Usage - Electricity | 446566.53 | 10.4 | 32800.72 | 8118.27 | 0
2023 | 6174 | Waukesha | Siemens Industry, Inc. | 7 | 7 | 8000000 | 120 | 6 | Chiller & Condensing Unit Savings Project | 331934 | 62 | 5392 | 792
2023 | 6174 | Waukesha | Siemens Industry, Inc | 7 | 7 | 8000000 | 120 | 10 | Convert Water to Waste Unit Savings Project | 63063 | 14 | 4461 | 792
2023 | 6174 | Waukesha | Siemens Industry, Inc | 7 | 7 | 8000000 | 120 | 1 | Domestic Water Project | 571287 | 10.1 | 56801 | 2792
2023 | 6174 | Waukesha | Siemens Industry, Inc | 7 | 7 | 8000000 | 120 | 3 | HVAC Equipment Project | 1022677 | 29.5 | 34631 | 3353
2023 | 6174 | Waukesha | Siemens Industry, Inc | 7 | 7 | 8000000 | 120 | 5 | High Efficiency Domestic Water Heating Savings Project | 102501 | 35.6 | 2879
2023 | 6174 | Waukesha | Siemens Industry, Inc | 7 | 7 | 8000000 | 120 | 8 | Boiler Replacement Project | 1753530 | 117 | 14966 | 1327
2023 | 6174 | Waukesha | Siemens Industry, Inc | 7 | 7 | 8000000 | 120 | 2 | Building Envelope Project | 457072 | 10.8 | 42494
2023 | 6174 | Waukesha | Siemens Industry, Inc | 7 | 7 | 8000000 | 120 | 9 | LED Exterior Lighting Project | 262584 | 17.4 | 15036 | 4766
2023 | 6174 | Waukesha | Siemens Industry, Inc | 7 | 7 | 8000000 | 120 | 10 | Convert Water to Waste Unit Savings Project | 63063 | 14 | 4461 | 792
2023 | 6174 | Waukesha | Siemens Industry, Inc. | 7 | 7 | 8000000 | 120 | 1 | Domestic Water Project | 571287 | 10.1 | 56801 | 2792
2023 | 6174 | Waukesha | Siemens Industry, Inc. | 7 | 7 | 8000000 | 120 | 7 | Pneumatic to DDC Savings Project | 957005 | 408 | 2346 | 3206
2023 | 6174 | Waukesha | Siemens Industry, Inc. | 7 | 7 | 8000000 | 120 | 8 | Boiler Replacement Project | 1753530 | 117 | 14966 | 1327
2023 | 6174 | Waukesha | Siemens Industry, Inc. | 7 | 7 | 8000000 | 120 | 9 | LED Exterior Lighting Project | 262584 | 17.4 | 15036 | 4766
2023 | 6174 | Waukesha | Siemens Industry, Inc. | 7 | 7 | 8000000 | 120 | 10 | Convert Water to Waste Units Savings Project | 63063 | 14 | 4461 | 792
2023 | 6174 | Waukesha | Siemens Industry, Inc. | 7 | 7 | 8000000 | 120 | 2 | Building Envelope Project | 457072 | 10.8 | 42494
2023 | 6174 | Waukesha | Siemens Industry, Inc. | 7 | 7 | 8000000 | 120 | 3 | HVAC Equipment Project | 1022677 | 29.5 | 34631 | 3353
2023 | 6174 | Waukesha | Siemens Industry, Inc. | 7 | 7 | 8000000 | 120 | 4 | Variable Frequency Drives & Soft Starts Project | 198003 | 19.5 | 10131 | 1239
2023 | 6174 | Waukesha | Siemens Industry, Inc. | 7 | 7 | 8000000 | 120 | 5 | High Efficiency Domestic Water Heating Savings Project | 102501 | 35.6 | 2879
2023 | 6174 | Waukesha | Siemens Industry, Inc | 7 | 7 | 8000000 | 120 | 7 | Pneumatic to DDC Savings Project | 957005 | 408 | 2346 | 3206
2023 | 6174 | Waukesha | Siemens Industry, Inc | 7 | 7 | 8000000 | 120 | 6 | Chiller & Condensing Unit Savings Project | 331934 | 62 | 5392 | 792
2023 | 6174 | Waukesha | Siemens Industry, Inc | 7 | 7 | 8000000 | 120 | 4 | Variable Frequency Drives & Soft Starts Project | 198003 | 19.5 | 10131 | 1239
2023 | 6174 | Waukesha | Siemens Industry, Inc | 7 | 7 | 8000000 | 120 | 8 | Boiler Replacement Project | 1753530 | 117 | 14966 | 1327
2023 | 6174 | Waukesha | Siemens Industry, Inc | 7 | 7 | 8000000 | 120 | 7 | Pneumatic to DDC Savings Project | 957005 | 408 | 2346 | 3206
2023 | 6174 | Waukesha | Siemens Industry, Inc | 7 | 7 | 8000000 | 120 | 6 | Chiller & Condensing Unit Savings Project | 331934 | 62 | 5392 | 792
2023 | 6174 | Waukesha | Siemens Industry, Inc | 7 | 7 | 8000000 | 120 | 5 | High Efficiency Domestic Water Heating Savings Project | 102501 | 35.6 | 2879
2023 | 6174 | Waukesha | Siemens Industry, Inc | 7 | 7 | 8000000 | 120 | 4 | Variable Frequency Drives & Soft Starts Project | 198003 | 19.5 | 10131 | 1239
2023 | 6174 | Waukesha | Siemens Industry, Inc | 7 | 7 | 8000000 | 120 | 3 | HVAC Equipment Project | 1022677 | 29.5 | 34631 | 3353
2023 | 6174 | Waukesha | Siemens Industry, Inc | 7 | 7 | 8000000 | 120 | 2 | Building Envelope Project | 457072 | 10.8 | 42494
2023 | 6174 | Waukesha | Siemens Industry, Inc | 7 | 7 | 8000000 | 120 | 1 | Domestic Water Project | 571287 | 10.1 | 56801 | 2792
2023 | 6174 | Waukesha | Siemens Industry, Inc | 7 | 7 | 8000000 | 120 | 9 | LED Exterior Lighting Project | 262584 | 17.4 | 15036 | 4766
2023 | 6223 | Wausau | Nexus Solutions | 10 | 10 | 10000000 | 40 | 4 | Controls Improvements-Horace Mann MS | 538577 | 9.8 | 2772 | 44945 | 0
2023 | 6223 | Wausau | Nexus Solutions | 10 | 10 | 10000000 | 40 | 5 | HVAC and Controls Improvements-John Muir MS | 164565 | 4.7 | 3181 | 27510 | 0
2023 | 6223 | Wausau | Nexus Solutions | 10 | 10 | 10000000 | 40 | 6 | Controls Improvements-Maint. Building | 73306 | 4.8 | 283 | 13052 | 0
2023 | 6223 | Wausau | Nexus Solutions | 10 | 10 | 10000000 | 40 | 7 | HVAC and Controls Improvements-West HS | 1254323 | 10.7 | 6949 | 95336 | 1000
2023 | 6223 | Wausau | Nexus Solutions | 10 | 10 | 10000000 | 40 | 8 | Electrical Infrastructure Improvements | 3279666 | 6.8 | 3499 | 415331 | 21700
2023 | 6223 | Wausau | Nexus Solutions | 10 | 10 | 10000000 | 40 | 9
2023 | 6223 | Wausau | Nexus Solutions | 10 | 10 | 10000000 | 40 | 11
2023 | 6223 | Wausau | Nexus Solutions | 10 | 10 | 10000000 | 40 | 12
2023 | 6223 | Wausau | Nexus Solutions | 1 |  | 405130 | 40 | 1 | Exterior Lighting | 6197 | 8 | 380 | 397 | 1725
2023 | 6223 | Wausau | Nexus Solutions | 1 |  | 405130 | 40 | 2 | Building Envelope Enhancements | 398933 | 8.9 | 2877 | 41771
2023 | 6223 | Wausau | Nexus Solutions | 15 | 10 | 9990000 | 40 | 1 | Building Envelope Improvements | 1442391 | 13.8 | 3768 | 100470 | 0
2023 | 6223 | Wausau | Nexus Solutions | 15 | 10 | 9990000 | 40 | 2 | Heating System Upgrades | 757033 | 14.2 | 12025 | 41278 | 0
2023 | 6223 | Wausau | Nexus Solutions | 15 | 10 | 9990000 | 40 | 3 | Technology and Controls Upgrades | 3576729 | 6.3 | 10153 | 559598 | 0
2023 | 6223 | Wausau | Nexus Solutions | 15 | 10 | 9990000 | 40 | 4 | Ventilation and IAQ Improvements | 5256499 | 14.9 | 8420 | 345365 | 0
2023 | 6223 | Wausau | Nexus Solutions | 10 | 10 | 10000000 | 40 | 1 | Controls Improvements-East HS | 55055 | .4 | 5097 | 107875 | 0
2023 | 6223 | Wausau | Nexus Solutions | 10 | 10 | 10000000 | 40 | 2 | Controls Improvements-Elem Schools | 731567 | 24.7 | 5291 | 20479 | 0
2023 | 6223 | Wausau | Nexus Solutions | 10 | 10 | 10000000 | 40 | 10
2023 | 6223 | Wausau | Nexus Solutions | 10 | 10 | 10000000 | 40 | 3 | HVAC and Controls Improvements-Elem Schools | 5415376 | 14 | 15023 | 321462 | 5700
2023 | 6237 | Wautoma Area | AMERESCO, INC | 1 | 20 | 5930081 | 60 | 16 | RVES-ECM-2B INTERIOR LIGHTING UPGRADE NEW FIXTURE ADD-ON | 22042 | 0 | 0 | 0 | 0
2023 | 6237 | Wautoma Area | AMERESCO, INC | 1 | 20 | 5930081 | 60 | 23 | RGES-ECM-3 EXTERIOR LIGHTING | 16803 | 19.5 | 508 | 353.97 | 0
2023 | 6237 | Wautoma Area | AMERESCO, INC | 1 | 20 | 5930081 | 60 | 22 | RGES-ECM-2A INTERIOR LIGHTING UPGRADE OPTION 1 - LED TUBES | 24879 | 12.6 | 1343.3 | 625.8 | 0
2023 | 6237 | Wautoma Area | AMERESCO, INC | 1 | 20 | 5930081 | 60 | 1 | WHS-ECM-1A BUILDING ENVELOPE UPGRADE | 253587 | 199.8 | 399.75 | 0 | 173707
2023 | 6237 | Wautoma Area | AMERESCO, INC | 1 | 20 | 5930081 | 60 | 2 | WHS-ECM-1B OPTIONAL PAC WINDOWS | 9191 | 49 | 59.05 | 0 | 6296
2023 | 6237 | Wautoma Area | AMERESCO, INC | 1 | 20 | 5930081 | 60 | 3 | WHS-ECM 2A INTERIOR LIGHTING UPGRADE OPTION 1 - LED TUBES | 151525 | 11.4 | 9628.29 | 3614.44 | 0
2023 | 6237 | Wautoma Area | AMERESCO, INC | 1 | 20 | 5930081 | 60 | 4 | WHS-ECM - 3 EXTERIOR LIGHTING UPGRADE | 47499 | 15.4 | 2311.68 | 766.93 | 0
2023 | 6237 | Wautoma Area | AMERESCO, INC | 1 | 20 | 5930081 | 60 | 5 | WHS-ECM-5 CONTROLS UPGRADE - DDC | 174087 | 131.6 | 0 | 2000 | 0
2023 | 6237 | Wautoma Area | AMERESCO, INC | 1 | 20 | 5930081 | 60 | 6 | WHS ECM-6 DUST COLLECTOR UPGRADE | 149657 | 0 | 0 | 0 | 102515
2023 | 6237 | Wautoma Area | AMERESCO, INC | 1 | 20 | 5930081 | 60 | 7 | WHS-ECM-7 HVAC-RTU & VAV UPGRADE | 3332472 | 8892.3 | 118.05 | 0 | 2282743
2023 | 6237 | Wautoma Area | AMERESCO, INC | 1 | 20 | 5930081 | 60 | 8 | WHS-ECM-8 PAC BOILER REPLACEMENT | 108835 | 59.6 | 75.68 | 500 | 74552
2023 | 6237 | Wautoma Area | AMERESCO, INC | 1 | 20 | 5930081 | 60 | 9 | WHS-ECM-9 MEDIA CENTER BOILER REPLACEMENT | 55158 | 41.8 | 115.66 | 300 | 37783
2023 | 6237 | Wautoma Area | AMERESCO, INC | 1 | 20 | 5930081 | 60 | 10 | PMS-ECM-1 BUILDING ENVELOP | 102358 | 219.3 | 147.04 | 0 | 70115
2023 | 6237 | Wautoma Area | AMERESCO, INC | 1 | 20 | 5930081 | 60 | 11 | PMS-ECM-2A INTERIOR LIGHTING UPGRADE OPTION 1 LED TUBES | 133481 | 13 | 7277.76 | 2955.49 | 0
2023 | 6237 | Wautoma Area | AMERESCO, INC | 1 | 20 | 5930081 | 60 | 12 | PMS-ECM-3 EXTERIOR LIGHTING | 36690 | 15.6 | 1655.09 | 693.18 | 0
2023 | 6237 | Wautoma Area | AMERESCO, INC | 1 | 20 | 5930081 | 60 | 13 | PMS-ECM-5 RETRO COMMISSION | 48446 | 52.3 | 0 | 926.67 | 0
2023 | 6237 | Wautoma Area | AMERESCO, INC | 1 | 20 | 5930081 | 60 | 14 | RVES-ECM-1 BUILDING ENVELOPE | 128269 | 0 | 0 | 0 | 87864
2023 | 6237 | Wautoma Area | AMERESCO, INC | 1 | 20 | 5930081 | 60 | 15 | RVES-ECM-2A INTERIOR LIGHTING UPGRADE OPTION 1 - LED TUBES | 51073 | 11.9 | 2927.82 | 1380.27 | 0
2023 | 6237 | Wautoma Area | AMERESCO, INC | 1 | 20 | 5930081 | 60 | 17 | RVES-ECM-3 EXTERIOR LIGHTING | 14035 | 20.4 | 376.6 | 309.72 | 0
2023 | 6237 | Wautoma Area | AMERESCO, INC | 1 | 20 | 5930081 | 60 | 18 | RVES-ECM-5 UNIT VENTILATOR REPLACEMENT | 260154 | 2037.2 | 40.23 | 1000 | 178206
2023 | 6237 | Wautoma Area | AMERESCO, INC | 1 | 20 | 5930081 | 60 | 19 | RVES-ECM-6 BOILER REPLACEMENT | 145323 | 60.9 | 451.52 | 300
2023 | 6237 | Wautoma Area | AMERESCO, INC | 1 | 20 | 5930081 | 60 | 20 | RVES-ECM-8 RETRO-COMMISSION | 32887 | 15.1 | 0 | 2173.33 | 99546
2023 | 6237 | Wautoma Area | AMERESCO, INC | 1 | 20 | 5930081 | 60 | 24 | RGES-ECM-4 WINDOW REPLACEMENT | 130631 | 691.2 | 59.33 | 0 | 89482
2023 | 6237 | Wautoma Area | AMERESCO, INC | 1 | 20 | 5930081 | 60 | 25 | RGES-ECM-5 BOILER REPLACEMENT | 196363 | 98.5 | 328.23 | 300 | 134509
2023 | 6237 | Wautoma Area | AMERESCO, INC | 1 | 20 | 5930081 | 60 | 26 | RGES-ECM-6 RETRO-COMMISSION | 4657 | 5 | 0 | 926.67 | 0
2023 | 6237 | Wautoma Area | AMERESCO, INC | 1 | 20 | 5930081 | 60 | 27 | RGES-ECM-7 CLASSROOM VAV | 188002 | 28.9 | 1552.43 | 500 | 128781
2023 | 6237 | Wautoma Area | AMERESCO, INC | 1 | 20 | 5930081 | 60 | 28 | ASSET AND CAPITAL MANAGEMENT (STARTUP COST) | 18000 | 0 | 0 | 0 | 0
2023 | 6237 | Wautoma Area | AMERESCO, INC | 1 | 20 | 5930081 | 60 | 29 | ASSET AND CAPITAL MANAGEMENT (3 YR SERVICE PLAN) | 15000 | 0 | 0 | 0 | 0
2023 | 6237 | Wautoma Area | AMERESCO, INC | 1 | 20 | 5930081 | 60 | 21 | RGES-ECM-1 BUILDING ENVELOPE | 78977 | 0 | 0 | 0 | 54100
2023 | 6300 | West Allis | McKinstry | 10 | 10 | 12800000 | 30 | 2 | HVAC System Upgrades | 3496825 | 16.9 | 10550 | 195840 | 0
2023 | 6300 | West Allis | McKinstry | 10 | 10 | 12800000 | 30 | 1 | Boiler Plant Upgrades | 2399194 | 17.4 | 2935 | 134565 | 0
2023 | 6300 | West Allis | McKinstry | 10 | 10 | 12800000 | 30 | 3 | Lighting Upgrades | 6967258 | 12.6 | 164906 | 386623 | 0
2023 | 6300 | West Allis | McKinstry | 10 | 10 | 12800000 | 30 | 5 | Steam Trap Repairs | 92369 | 15.2 | 6082 | 0 | 0
2023 | 6300 | West Allis | McKinstry | 10 | 10 | 12800000 | 30 | 4 | Roofing Upgrades | 2399194 | 18.1 | 527 | 131972 | 0
2023 | 6321 | Westby Area | McKinstry | 20 | 13 | 5182927 | 30 | 2 | Building Envelope | 78783 | 13.9 | 5678 | 0 | 0
2023 | 6321 | Westby Area | McKinstry | 20 | 13 | 5182927 | 30 | 3 | Lighting Upgrades | 708874 | 12.8 | 41629 | 11873 | 25578
2023 | 6321 | Westby Area | McKinstry | 20 | 13 | 5182927 | 30 | 4 | HVAC system controls | 120668 | 13.7 | 4480 | 4333 | 0
2023 | 6321 | Westby Area | McKinstry | 20 | 13 | 5182927 | 30 | 1 | Steam to hot water conversion | 3285107 | 69.3 | 0 | 47333 | 3600
2023 | 6321 | Westby Area | McKinstry | 20 | 13 | 5182927 | 30 | 6 | Boiler replacement | 189582 | 11.9 | 2318 | 13333 | 4000
2023 | 6321 | Westby Area | McKinstry | 20 | 13 | 5182927 | 30 | 7 | Roofing improvements | 534487 | 0 | 0 | 0 | 0
2023 | 6321 | Westby Area | McKinstry | 20 | 13 | 5182927 | 30 | 8 | Domestic hot water replacement | 8045 | 7.5 | 1078 | 0 | 0
2023 | 6321 | Westby Area | McKinstry | 20 | 13 | 5182927 | 30 | 5 | Water conservation | 59417 | 14.5 | 4089 | 0 | 0
2023 | 6412 | Wheatland J1 | McKinstry | 1 |  | 350000 | 50 | 1 | Building envelope improvements to minimize air filtration | 26892 | 10 | 1146 | 1479
2023 | 6412 | Wheatland J1 | McKinstry | 1 |  | 350000 | 50 | 3 | Replace water heater | 59587 | 13 | 1405 | 3277
2023 | 6412 | Wheatland J1 | McKinstry | 1 |  | 350000 | 50 | 4 | Replace exterior doors | 76025 | 18 | 97 | 4181
2023 | 6412 | Wheatland J1 | McKinstry | 1 |  | 350000 | 50 | 2 | Replace condensing unit | 73465 | 13 | 1431 | 4041
2023 | 6412 | Wheatland J1 | McKinstry | 1 |  | 350000 | 50 | 5 | Interior lighting upgrades | 114031 | 15 | 1244 | 6272
2023 | 6461 | Whitewater | McKinstry Essenstion LLC | 10 | 10 | 3525000 | 50 | 4 | Water Conservation | 100930 | 8.5 | 8256 | 3497
2023 | 6461 | Whitewater | McKinstry Essenstion LLC | 10 | 10 | 3525000 | 50 | 5 | Windows & Exterior Doors | 617825 | 24.2 | 3854 | 21404
2023 | 6461 | Whitewater | McKinstry Essenstion LLC | 10 | 10 | 3525000 | 50 | 3 | Interior Lighting/Controls & Exterior Lighting | 347155 | 12.3 | 15234 | 12027 | 6570
2023 | 6461 | Whitewater | McKinstry Essenstion LLC | 10 | 10 | 3525000 | 50 | 2 | HVAC & Control Upgrades & Vending Misers | 2352024 | 21.7 | 29918 | 76300 | 20850
2023 | 6461 | Whitewater | McKinstry Essenstion LLC | 10 | 10 | 3525000 | 50 | 1 | Building Envelope | 107066 | 9.7 | 7181 | 3709
2023 | 6470 | Whitnall | Trane | 1 |  | 600000 | 25 | 1 | Lighting | 123484 | 15.59 | 2979 | 4939
2023 | 6470 | Whitnall | Trane | 1 |  | 600000 | 25 | 3 | Chilled Water Upgrade | 245359 | 16.98 | 124 | 14319
2023 | 6470 | Whitnall | Trane | 1 |  | 600000 | 25 | 2 | Domestic Hot Water Heaters | 231157 | 35.08 | 675 | 5914
2023 | 6470 | Whitnall | Trane | 1 |  | 1300000 | 50 | 4 | BAS Controls | 106629 | 8.89 | 9469 | 2367 | 106629
2023 | 6470 | Whitnall | Trane | 1 |  | 1300000 | 50 | 3 | De-stratification fans | 39350 | 5.15 | 3508 | 4129 | 39350
2023 | 6470 | Whitnall | Trane | 1 |  | 1300000 | 50 | 2 | Lighting | 446856 | 8.47 | 14755 | 31791 | 446856
2023 | 6470 | Whitnall | Trane | 1 |  | 1300000 | 50 | 1 | HVAC upgrades | 1072281 | 12.08 | 125 | 88671 | 1072281
2023 | 6475 | Wild Rose | Trane U.S. Inc | 6 | 6 | 3425672 | 50 | 1 | HVAC Upgrades | 2372045 | 16.7 | 22559 | 119429
2023 | 6475 | Wild Rose | Trane U.S. Inc | 6 | 6 | 3425672 | 50 | 3 | Windows | 185229 | 18.8 | 1179 | 8668
2023 | 6475 | Wild Rose | Trane U.S. Inc | 6 | 6 | 3425672 | 50 | 6 | Building Envelope | 54431 | 5.8 | 3976 | 5356
2023 | 6475 | Wild Rose | Trane U.S. Inc | 6 | 6 | 3425672 | 50 | 2 | Lighting | 233663 | 4.6 | 25177 | 24268
2023 | 6475 | Wild Rose | Trane U.S. Inc | 6 | 6 | 3425672 | 50 | 4 | Roofing | 555558 | 21.3 | 1422 | 24650
2023 | 6475 | Wild Rose | Trane U.S. Inc | 6 | 6 | 3425672 | 50 | 5 | De-stratification Fans | 24746 | 4.6 | 2662 | 2731
2023 | 6482 | Williams Bay | H & H Energy | 10 | 10 | 3175716 | 100 | 5 | Building Envelope | 24558.6 | 13.8 | 1786 | 0 | 0
2023 | 6482 | Williams Bay | H & H Energy | 10 | 10 | 3175716 | 100 | 6 | Water Conservation | 29293.32 | 15.6 | 1879 | 0 | 0
2023 | 6482 | Williams Bay | H & H Energy | 10 | 10 | 3175716 | 100 | 7 | Vending Misers | 693.7 | 4.6 | 121 | 0 | 135
2023 | 6482 | Williams Bay | H & H Energy | 10 | 10 | 3175716 | 100 | 8 | Ec Motors on Evaporator Units | 1056.12 | 7.9 | 119 | 0 | 120
2023 | 6482 | Williams Bay | H & H Energy | 10 | 10 | 3175716 | 100 | 9 | Kitchen Destratifraction Gym & Commons | 28649.81 | 0 | 0 | 0 | 0
2023 | 6482 | Williams Bay | H & H Energy | 10 | 10 | 3175716 | 100 | 10 | Kitchen NG Booster | 22649.81 | 11 | 2056 | 0 | 0
2023 | 6482 | Williams Bay | H & H Energy | 10 | 10 | 3175716 | 100 | 11 | Project Contingency | 151225 | 0 | 0 | 0 | 0
2023 | 6482 | Williams Bay | H & H Energy | 10 | 10 | 3175716 | 100 | 1 | HVAC Upgrades | 2016593.05 | 55.9 | 23893 | 12000 | 10589
2023 | 6482 | Williams Bay | H & H Energy | 10 | 10 | 3175716 | 100 | 2 | Roof Upgrade | 704092.77 | 57.6 | 3177 | 9000 | 2989
2023 | 6482 | Williams Bay | H & H Energy | 10 | 10 | 3175716 | 100 | 3 | Indoor LED Lighting | 4532083.44 | 34.2 | 10247 | 2653 | 12540
2023 | 6482 | Williams Bay | H & H Energy | 10 | 10 | 3175716 | 100 | 4 | Outdoor Lighting | 81803.44 | 15.3 | 1513 | 3686 | 2300
2023 | 6545 | Wilmot UHS | Nexus Solutions | 12 | 12 | 3712064 | 40 | 5 | Electrical Systems Improvements | 1110656 | 5.39 | 48470 | 105188 | 14450
2023 | 6545 | Wilmot UHS | Nexus Solutions | 12 | 12 | 3712064 | 40 | 5 | Electrical Systems Improvements | 1110656 | 5.39 | 48470 | 105188 | 14450
2023 | 6545 | Wilmot UHS | Nexus Solutions | 12 | 12 | 3712064 | 40 | 3 | Plumbing System Modifications | 654930 | 13.76 | 1057 | 34447 | 1300
2023 | 6545 | Wilmot UHS | Nexus Solutions | 12 | 12 | 3712064 | 40 | 4 | Building Envelope Improvements | 1042345 | 10.11 | 2918 | 74028 | 1280
2023 | 6545 | Wilmot UHS | Nexus Solutions | 12 | 12 | 3712064 | 40 | 2 | HVAC Systems Enhancements | 1819580 | 12.65 | 6394 | 100907 | 8610
2023 | 6545 | Wilmot UHS | Nexus Solutions | 12 | 12 | 3712064 | 40 | 1 | Building Control System Modifications | 348309 | 6.6 | 6688 | 32688 | 8500
2023 | 6545 | Wilmot UHS | Nexus Solutions | 12 | 12 | 3712064 | 40 | 4 | Building Envelope Improvements | 1042345 | 10.11 | 2918 | 74028 | 1280
2023 | 6545 | Wilmot UHS | Nexus Solutions | 12 | 12 | 3712064 | 40 | 1 | Building Control System Modifications | 348309 | 6.6 | 6688 | 32688 | 8500
2023 | 6545 | Wilmot UHS | Nexus Solutions | 12 | 12 | 3712064 | 40 | 3 | Plumbing System Modifications | 654930 | 13.76 | 1057 | 34447 | 1300
2023 | 6545 | Wilmot UHS | Nexus Solutions | 12 | 12 | 3712064 | 40 | 2 | HVAC Systems Enhancements | 1819580 | 12.65 | 6394 | 100907 | 8610
2023 | 6615 | Winter | Complete Control INC | 1 |  | 300000 | 60 | 2 | Convert Pneumatic to Digital Controls | 91227 | 14.8 | 5707 | 5000
2023 | 6615 | Winter | Complete Control INC | 1 |  | 300000 | 60 | 1 | Replace High School Unit Ventilators | 208773 | 14.8 | 1584 | 7500
2023 | 6615 | Winter | Complete Control INC | 3 | 3 | 900000 | 55 | 2 | Replace HS Roof | 291917 | 28.8 | 764 | 9373 | 0
2023 | 6615 | Winter | Complete Control INC | 3 | 3 | 900000 | 55 | 6 | Upgrade Exterior Lighting to LED Fixtures | 16303 | 11 | 1144 | 37 | 0
2023 | 6615 | Winter | Complete Control INC | 3 | 3 | 900000 | 55 | 1 | Upgrade MS/ES DDC System | 232768 | 15.6 | 5866 | 9045 | 0
2023 | 6615 | Winter | Complete Control INC | 3 | 3 | 900000 | 55 | 7 | Contingency | 68330 | 0 | 0 | 0 | 0
2023 | 6615 | Winter | Complete Control INC | 3 | 3 | 900000 | 55 | 3 | Replace Classroom and Hallway Lighting | 50692 | 16 | 2058 | 1118 | 0
2023 | 6615 | Winter | Complete Control INC | 3 | 3 | 900000 | 55 | 4 | Replace Boilers | 218321 | 21.3 | 1948 | 8300 | 0
2023 | 6615 | Winter | Complete Control INC | 3 | 3 | 900000 | 55 | 5 | Replace Pumps and VFD Pumps | 21669 | 6.3 | 2537 | 930 | 0
2023 | 6678 | Wisconsin Dells | MCINSTRY ESSENTION, LLC | 1 |  | 200000 | 25 | 1 | SOLAR PV SYSTEM | 190000 | 17 | 3560 | 8550 | 4000
2023 | 6678 | Wisconsin Dells | MCINSTRY ESSENTION, LLC | 1 |  | 200000 | 25 | 2 | MECHANICAL UPGRADES | 10000 | 17 | 240 | 450 | 0
2023 | 6685 | Wisconsin Rapids | Nexus Solutions | 1 |  | 2762669 | 40 | 4 | Servery Remodel | 0 | 0 | 0 | 0 | 0
2023 | 6685 | Wisconsin Rapids | Nexus Solutions | 3 | 10 | 11433845 | 40 | 10 | Stucco Finishes - Medium Priority: Repair & Re-coat Stucco Finishes Above Doors; Replace at Fieldhouse Door Jambs; Replace Enerances' Soffit | 23470 | 40 | 0 | 47 | 2238
2023 | 6685 | Wisconsin Rapids | Nexus Solutions | 3 | 10 | 11433845 | 40 | 11 | Window Replacement - Medium Priority: Rooms 131 - 137 & 249 - 265 | 117270 | 40 | 1169 | 156 | 5236
2023 | 6685 | Wisconsin Rapids | Nexus Solutions | 3 | 10 | 11433845 | 40 | 12 | Door Upgrades - Replaces Doors BB, R, & K: In-fill Door into Mechanical Room; Repair Doors LL, KK, X, V, U, T, P, N, G, & R | 50838 | 40 | 137 | 297 | 3459
2023 | 6685 | Wisconsin Rapids | Nexus Solutions | 3 | 10 | 11433845 | 40 | 18 | 1977 Shop AHUs - Woods, Metals, Auto & Machine Areas with Energy Recovery | 665491 | 40 | 959 | 329 | 19994
2023 | 6685 | Wisconsin Rapids | Nexus Solutions | 3 | 10 | 11433845 | 40 | 34 | Locker Room Remodel | 1605823 | 40 | 2355 | 0 | 87089
2023 | 6685 | Wisconsin Rapids | Nexus Solutions | 3 | 10 | 11433845 | 40 | 35 | Pool Remodel | 1358209 | 40 | 1003 | 0 | 110328
2023 | 6685 | Wisconsin Rapids | Nexus Solutions | 3 | 10 | 11433845 | 40 | 36 | Servery Remodel | 0 | 40 | 0 | 0 | 6227
2023 | 6685 | Wisconsin Rapids | Nexus Solutions | 3 | 10 | 11433845 | 40 | 8 | Metal Vertical Wall Panel Systems - Medium Priority: Re-flash Cladding on the Two Elevations with Windoes, Re-coat and Seal Remaining Panels | 162698 | 40 | 0 | 42 | 5950
2023 | 6685 | Wisconsin Rapids | Nexus Solutions | 12 | 9 | 9300000 | 40 | 1 | Building Envelope Upgrades - Window and Door Replacements | 3769123 | 10 | 9624 | 366569 | 0
2023 | 6685 | Wisconsin Rapids | Nexus Solutions | 8 |  | 2155573 | 40 | 1 | Lighting Upgrades | 1983480 | 7.9 | 103654 | 132373 | 109350
2023 | 6685 | Wisconsin Rapids | Nexus Solutions | 3 | 10 | 11433845 | 40 | 13 | Building Wide Pneumatic to DDC Conversion and Dual Duct VAV Box Replacements | 3979389 | 40 | 2237 | 4012 | 109667
2023 | 6685 | Wisconsin Rapids | Nexus Solutions | 3 | 10 | 11433845 | 40 | 23 | 1977 Exhaust Fan Replacement | 132733 | 40 | 267 | 219 | 5140
2023 | 6685 | Wisconsin Rapids | Nexus Solutions | 3 | 10 | 11433845 | 40 | 26 | Boiler Room Sewer Piping Replacement with New Sump Pit | 51740 | 40 | 0 | 0 | 3015
2023 | 6685 | Wisconsin Rapids | Nexus Solutions | 3 | 10 | 11433845 | 40 | 27 | 1977 Wash Fountain Replacement - (qty. 4) | 71279 | 40 | 0 | 0 | 1906
2023 | 6685 | Wisconsin Rapids | Nexus Solutions | 3 | 10 | 11433845 | 40 | 31 | Owners Discretionary Fund (may be used for recommissioning corrections, for example) | 58801 | 40 | 0 | 0 | 0
2023 | 6685 | Wisconsin Rapids | Nexus Solutions | 1 |  | 2762669 | 40 | 1 | Program Management | 0 | 0 | 0 | 0 | 0
2023 | 6685 | Wisconsin Rapids | Nexus Solutions | 1 |  | 2762669 | 40 | 2 | Locker Room Remodel | 0 | 0 | 0 | 0 | 0
2023 | 6685 | Wisconsin Rapids | Nexus Solutions | 1 |  | 2762669 | 40 | 3 | Pool Remodel | 0 | 0 | 0 | 0 | 0
2023 | 6685 | Wisconsin Rapids | Nexus Solutions | 3 | 10 | 11433845 | 40 | 14 | Building Wide Steam to Hot Water Conversion | 710516 | 40 | 7096 | 6714 | 21730
2023 | 6685 | Wisconsin Rapids | Nexus Solutions | 3 | 10 | 11433845 | 40 | 9 | Natatorium Masonry - Medium Priority: remove Masonary Cladding and Building Insulation at Natatorium Wall, Installation of Vapor Retarder and Insulati | 133659 | 40 | 0 | 37 | 5174
2023 | 6685 | Wisconsin Rapids | Nexus Solutions | 3 | 10 | 11433845 | 40 | 7 | 1999 Pre-Cast Wall Correction - High Priority: Fix Corner Panels, Sealant Replacement and Rejuvenation Coating All Panels | 370744 | 40 | 0 | 46 | 11513
2023 | 6685 | Wisconsin Rapids | Nexus Solutions | 3 | 10 | 11433845 | 40 | 21 | 1977 Welding & Machine Exhaust Fan Replacement - Recirculation Type System | 262550 | 40 | 73 | 329 | 9220
2023 | 6685 | Wisconsin Rapids | Nexus Solutions | 3 | 10 | 11433845 | 40 | 20 | 1977 Dust Collector Replacement - Recurculation Type for Wood Shop with Wood Shop Energy Recovery | 182374 | 40 | 265 | 241 | 7076
2023 | 6685 | Wisconsin Rapids | Nexus Solutions | 3 | 10 | 11433845 | 40 | 16 | 1977 Adminstration Office Area AHU Replacement with Demand Control and Evergy Recovery | 118272 | 40 | 1066 | 242 | 5362
2023 | 6685 | Wisconsin Rapids | Nexus Solutions | 3 | 10 | 11433845 | 40 | 6 | Masonary Correction - High Priority: Seals, Control Joints, and Insulation | 91613 | 40 | 4676 | 1649 | 2770
2023 | 6685 | Wisconsin Rapids | Nexus Solutions | 3 | 10 | 11433845 | 40 | 5 | Photovoltaic Upgrades - 96.18 kW system | 260555 | 40 | 7729 | 0 | 6967
2023 | 6685 | Wisconsin Rapids | Nexus Solutions | 3 | 10 | 11433845 | 40 | 4 | Liquid Pool Cover with 2 years of Product | 13532 | 2 | 2936 | 732 | 362
2023 | 6685 | Wisconsin Rapids | Nexus Solutions | 3 | 10 | 11433845 | 40 | 3 | Water Conservation Upgrades - Replace 22 WC Flush Valves and 20 Lav Sinks with Low-Flow; Add CT Blow Down Meter for Sewer Credit | 86099 | 40 | 6895 | 1115 | 2302
2023 | 6685 | Wisconsin Rapids | Nexus Solutions | 3 | 10 | 11433845 | 40 | 25 | Additional Cooling Tower - Required Capacity for Building Cooling | 379752 | 40 | 660 | 0 | 11545
2023 | 6685 | Wisconsin Rapids | Nexus Solutions | 3 | 10 | 11433845 | 40 | 17 | 1977 Cafeteria AHU Replacement with Demand Control and Energy Recovery | 287753 | 40 | 2203 | 122 | 9894
2023 | 6685 | Wisconsin Rapids | Nexus Solutions | 8 |  | 2155573 | 40 | 2 | Water Upgrades | 172093 | 6.5 | 13653 | 12679
2023 | 6685 | Wisconsin Rapids | Nexus Solutions | 12 | 9 | 9300000 | 40 | 2 | HVAC Upgrades and Retro-Commissioning | 6824275 | 13.4 | 11150 | 495443 | 26500
2023 | 6685 | Wisconsin Rapids | Nexus Solutions | 3 | 10 | 11433845 | 40 | 29 | Project Development Expense | 44645 | 40 | 0 | 0 | 0
2023 | 6685 | Wisconsin Rapids | Nexus Solutions | 3 | 10 | 11433845 | 40 | 28 | Retro-Commissioning - Optimize Existing DDC Sequences and Verify Proper Operation | 215056 | 40 | 2983 | 1469 | 13949
2023 | 6685 | Wisconsin Rapids | Nexus Solutions | 3 | 10 | 11433845 | 40 | 24 | Add Destratfication Fans - 8 in Feldhouse and 2 in Upper Gym | 46190 | 40 | 890 | 0 | 1235
2023 | 6685 | Wisconsin Rapids | Nexus Solutions | 3 | 10 | 11433845 | 40 | 2 | Exterior Lighting Upgrades - Replace 22 Utility Poles and 22 Canopy Fixures | 144131 | 40 | 1504 | 4350 | 10354
2023 | 6685 | Wisconsin Rapids | Nexus Solutions | 3 | 10 | 11433845 | 40 | 1 | Interior Lighting Upgrades - Hybrid TLED and LED Retrofit Kits | 877215 | 40 | 40963 | 4812 | 23455
2023 | 6685 | Wisconsin Rapids | Nexus Solutions | 3 | 10 | 11433845 | 40 | 33 | Program Management | 284902 | 40 | 0 | 0 | 7618
2023 | 6685 | Wisconsin Rapids | Nexus Solutions | 3 | 10 | 11433845 | 40 | 30 | Measurement and Verification Report | 10911 | 40 | 0 | 0 | 0
2023 | 6685 | Wisconsin Rapids | Nexus Solutions | 3 | 10 | 11433845 | 40 | 15 | 1977 Fieldhouse AHU Replacement (qty. 2) with Demand Control and Energy Recovery | 648140 | 40 | 4339 | 2541 | 20321

## SQL (hidden)
SELECT d1.fiscal_year, D1.district_nmbr, d1.district_name, H.CONTRACTOR_NAME, H.CONTRACT_LENGTH_YEARS, H.DEBT_PAYMENT_YEARS, H.SPENDING_YEARS, H.REMAINING_USEFUL_LIFE_YEARS, D.ANALYSIS_ID, D.MEASURE_OR_PRODUCT, D.PROJECT_COST, D.COST_SAVINGS, D.UTILITY_COST_SAVINGS, D.NON_UTILITY_COST_SAVINGS, D.ONE_TIME_SAVINGS FROM STAIDSX.SA_EE_ANALYSIS_HEADER H, STAIDSX.SA_EE_ANALYSIS_DETAIL D, staidsx.sa_district D1 WHERE H.DISTRICT_NMBR = D.DISTRICT_NMBR AND H.REFERENDA_ID = D.REFERENDA_ID and H.district_nmbr = d1.district_nmbr and d1.fiscal_year = 2023 order by 1,3,2